## Appendix A only (hidden)
ID | Name | ID | Name | Effective Date | Applied to Build(*)
23535 | ALTW_Corrected_GSUs | 26422 | ALTW_Corrected_GSUs | 1900-01-01 | Yes
23575 | ALTW-MISO17_PMAX_Corrections | 26475 | ALTW PMAX Corrections | 1985-07-02 | Yes
23454 | MMPA-MTEP-OGWF | 26311 | MMPA-MTEP-OGWF | 2006-11-01 | Yes
23383 | MPC-uprate-Prairie-xfmr2-sum | 26222 | MPC-uprate-Prairie-xfmr2-sum | 2016-01-03 | Yes
23496 | AECC Network update 2017-R3 | 26373 | AECC Network update 2017-R3 | 2016-12-01 | Yes
23447 | MP-4294-MISO-11Lratingchng | 26303 | MP-4294-MISO-11Lratingchng | 2016-12-19 | Yes
23464 | MP-4294-MISO-BBY_20LTP_rtgchng | 26321 | MP-4294-MISO-BBY_20LTP_rtgchng | 2016-12-19 | Yes
23449 | MP-4294-MISO-16Lratingchng-ARD- | 26305 | MP-4294-MISO-16Lratingchng-ARD- | 2016-12-19 | Yes
23448 | MP-4294-MISO-12Lratingchng | 26304 | MP-4294-MISO-12Lratingchng | 2016-12-19 | Yes
23522 | HE_Hubbell_RB [17-01-18 14:31] | 26402 | HE_Hubbell_RB | 2016-12-19 | Yes
23440 | MP-4293-MISO-5Lratingchng | 26295 | MP-4293-MISO-5Lratingchng | 2016-12-19 | Yes
23446 | MP-4293-MISO-8Lratingchng | 26302 | MP-4293-MISO-8Lratingchng | 2016-12-19 | Yes
23442 | MP-4293-MISO-7Lratingchng | 26298 | MP-4293-MISO-7Lratingchng | 2016-12-19 | Yes
23466 | MP-4293-MISO-9LTP_BBY_rtgchng | 26323 | MP-4293-MISO-9LTP_BBY_rtgchng | 2016-12-19 | Yes
23461 | MP-4293-MISO-17Lratingchng | 26318 | MP-4293-MISO-17Lratingchng | 2016-12-19 | Yes
23462 | MP-4293-MISO-15Lratingchng | 26319 | MP-4293-MISO-15Lratingchng | 2016-12-19 | Yes
23463 | MP-4294-MISO-20LTP_GRPDS_rtgchn | 26320 | MP-4294-MISO-20LTP_GRPDS_rtgchn | 2016-12-19 | Yes
23465 | MP-4293-MISO-9LTP_CLO_rtgchng | 26322 | MP-4293-MISO-9LTP_CLO_rtgchng | 2016-12-19 | Yes
23460 | MP-4294-MISO-HIB_14LTap_rtgchng | 26317 | MP-4294-MISO-HIB_14LTap_rtgchng | 2016-12-19 | Yes
23452 | MP-4294-MISO-26Lratingchng | 26308 | MP-4294-MISO-26Lratingchng | 2016-12-19 | Yes
23451 | MP-4294-MISO-21Lratingchng | 26307 | MP-4294-MISO-21Lratingchng | 2016-12-19 | Yes
23450 | MP-4294-MISO-19Lratingchng | 26306 | MP-4294-MISO-19Lratingchng | 2016-12-19 | Yes
23458 | MP-4294-MISO-NSWK_14LTap_rtgchn | 26315 | MP-4294-MISO-NSWK_14LTap_rtgchn | 2016-12-19 | Yes
23459 | MP-4294-MISO-NtlTac_14LTap_rtgc | 26316 | MP-4294-MISO-NtlTac_14LTap_rtgc | 2016-12-19 | Yes
23379 | MRES_Marshall Vo Load Removal | 26206 | MRES_Marshall Vo Load Removal | 2016-12-30 | Yes
23378 | MRES_Exira Var Update | 26205 | MRES_Exira Var Update | 2016-12-30 | Yes
23560 | IPL_Base_Case_Corrections_Jan20 | 26450 | IPL_Basecase_Corrections_Januar | 2017-01-01 | Yes
23386 | GRE-8075-LakeBavaria115 | 26225 | GRE-8075-LakeBavaria115 | 2017-01-04 | Yes
23387 | AM_MTEP17 Pass 3 updates | 26226 | AM_MTEP17 Pass 3 updates | 2017-01-04 | Yes
23407 | MPC-uprate-Oslo-Fal [17-01-06 1 | 26243 | MPC-uprate-Oslo-Fal | 2017-01-06 | Yes
23406 | MPC-derate-Wrsw-Rbn | 26242 | MPC-derate-Wrsw-Rbn | 2017-01-06 | Yes
23405 | ITCM_Summit-Heron Lake Correcti | 26241 | ITCM_Sumit-Heron Correction | 2017-01-06 | Yes
23470 | CLEC_BaseCaseCorrectTech4VarGen | 26345 | CLEC_BaseCaseCorrectTech4VarGen | 2017-01-09 | Yes
23418 | Dow Chemical Corrections [17-01 | 26272 | Dow Corrections | 2017-01-09 | Yes
23453 | CLEC_CorrectLAGNload | 26309 | CLEC_CorrectLAGNload | 2017-01-09 | Yes
23410 | ETEC-DTEC_Leach-Fairmont-SixMil | 26264 | ETEC-DTEC_Leach-Fairmont-SixMil | 2017-01-09 | Yes
9640 | ITCM_3629_Salem-8th_Street_161k | 11074 | Salem-8th Street 161kV line | 2017-01-09 | Yes
23408 | MPC-uprate-GF-Fal | 26262 | MPC-uprate-GF-Fal | 2017-01-09 | Yes
23415 | MEC-MISO-molineCapacity | 26269 | MEC-MISO-molineCapacity | 2017-01-10 | Yes
23421 | ATC_(JAN10)_20170109_Update | 26276 | ATC_(JAN10)_20170109_Update | 2017-01-10 | Yes
23424 | MEC-2017.01 Base Case Updates | 26279 | MEC-2017.01 Base Case Updates | 2017-01-10 | Yes
23423 | MEC-2017.01 161-69 Xfmr Ratings | 26278 | MEC-2017.01 161-69 Xfmr Ratings | 2017-01-10 | Yes
23425 | 659_BEPC_Extraneous_Hanlon-Fodn | 26280 | Extraneous Hanlon-Fodness115 | 2017-01-10 | Yes
23439 | 659_BEPC_Branch_RXB+LenCorrecti | 26294 | Impedance+Mileage Corrections | 2017-01-10 | Yes
23414 | MEC-MISO-cgsCapacity | 26268 | MEC-MISO-cgsCapacity | 2017-01-10 | Yes
23441 | 659_BEPC_Extraneous_McKenzie115 | 26296 | PatentGate-Ideal-LonesCreek | 2017-01-11 | Yes
23443 | OTP_Remove T0 load_2017 models | 26299 | OTP_Remove T0 load_2017 models | 2017-01-11 | Yes
23441 | 659_BEPC_Extraneous_McKenzie115 | 26297 | PatentGate-Northwest-HayButte | 2017-01-11 | Yes
23472 | SIGE-BaseCaseCorrection-CanG3 | 26347 | SIGE-BaseCaseCorrection-CanG3 | 2017-01-12 | Yes
23467 | AM-Centerville-SBell Rating upd | 26342 | AM-Centerville-SBell Rating upd | 2017-01-12 | Yes
23474 | LBWL_Update_ZBR_CKTID | 26350 | LBWL_Update_ZBR_CKTID | 2017-01-13 | Yes
16585 | MH-MRO-react-off-16w [14-02-10 | 18629 | MH-MRO-react-off-16w1 | 2017-01-15 | Yes
7558 | NIPS-DuneACres-XFR-Operating-Gu | 8451 | NIPSCO-2016WIN | 2017-01-15 | Yes
7177 | MH-MRO-react-off-16w | 7950 | MH-MRO-react-off-16w1 | 2017-01-15 | Yes
18890 | MH-MRO-react-off-2016WIN | 21305 | MH-MRO-react-off-2016WIN | 2017-01-15 | Yes
22568 | CE-BlackRivRecon | 25206 | BLACK RV - NEWRICHMN X | 2017-01-15 | Yes
23541 | BRS SVC Phase I and II | 26430 | BRS SVC Phase I and II | 2017-01-16 | Yes
23503 | MPC-XXXX-Lang-Cntl-Buses-90pf | 26380 | MPC-XXXX-Lang-Cntl-Buses-90pf | 2017-01-17 | Yes
23493 | XEL-GENERATOR-MOD025-PMAX-UPDAT | 26370 | XEL-GENERATOR-MOD025-PMAX-UPDAT | 2017-01-17 | Yes
23502 | MPC-XXXX-Ash-Cntl-Buses-90pf | 26379 | MPC-XXXX-Ash-Cntl-Buses-90pf | 2017-01-17 | Yes
23548 | XEL-RADISSON-UPDATE | 26437 | XEL-RADISSON-UPDATE | 2017-01-17 | Yes
23487 | ATC_(JAN17)_20170116_Update | 26363 | ATC_(JAN17)_20170116_Update | 2017-01-17 | Yes
23519 | CE-BaseModelCorrections_201701 | 26399 | CE-BaseModelCorrections_201701 | 2017-01-17 | Yes
23492 | ITC_Update_1-17-17 | 26369 | ITC_Update_1-17-17 | 2017-01-17 | Yes
23513 | EES Feb 2017 Base Case Updates_ | 26393 | EES Feb 2017 Base Case Updates | 2017-01-18 | Yes
23514 | EES Feb 2017 Base Case Updates_ | 26394 | EES Feb 2017 Base Case Updates | 2017-01-18 | Yes
23542 | OTP_Oakes-Edge_ImpedCorrect_1-1 | 26431 | OTP_Oakes-Edge_ImpedCorrect_1-1 | 2017-01-18 | Yes
23523 | ITCT_Update_1-18-17 | 26403 | ITCT_Update_1-18-17 | 2017-01-18 | Yes
23521 | MEC-MISO-ratings16january2017 | 26401 | MEC-MISO-ratings16january2017 | 2017-01-18 | Yes
23543 | OTP_Jmstwn345Xfmrs_01-18-17 | 26432 | OTP_Jmstwn345Xfmrs_01-18-17 | 2017-01-18 | Yes
23512 | EES Feb 2017 Base Case Updates_ | 26392 | EES Feb 2017 Base Case Updates | 2017-01-18 | Yes
23469 | SME_BaseCaseChange_P3_MTEP17 | 26344 | SME_BaseCaseChange_P3_MTEP17 | 2017-01-18 | Yes
23488 | MEC-MISO-lakeViewLoadId40 | 26364 | MEC-MISO-lakeViewLoadId40 | 2017-01-18 | Yes
23545 | MP-MISO-HoytLakeCapupdate | 26434 | MP-MISO-HoytLakeCapupdate | 2017-01-18 | Yes
23544 | MP-MISO-NSM2ABGmotorloadon | 26433 | MP-MISO-NSM2ABGmotorloadon | 2017-01-18 | Yes
23557 | CLEC_BaseCaseCorrectXfrmrs2017 | 26446 | CLEC_BaseCaseCorrectXfrmrs2017 | 2017-01-19 | Yes
23547 | CLEC_BaseCaseCorrectTech4AcaXfm | 26436 | CLEC_BaseCaseCorrectTech4AcaXfm | 2017-01-19 | Yes
23554 | AM-Havana-Mason W Rating update | 26443 | AM-Havana-Mason W Rating update | 2017-01-19 | Yes
23552 | XEL-JANUARY-2017-BASE-CASE-CORR | 26441 | XEL-JANUARY-2017-BASE-CASE-CORR | 2017-01-19 | Yes
23540 | ITCM_MTEP17_Pass3_Corrections | 26429 | ITCM_MTEP17_Pass3_Corrections | 2017-01-19 | Yes
23561 | METC-Update_1-20-17 | 26451 | METC-Update_1-20-17 | 2017-01-20 | Yes
23558 | MP-4294-MISO-BBY_20LTP_rtgchng_ | 26448 | MP-4294-MISO-BBY_20LTP_rtgchng_ | 2017-01-20 | Yes
23562 | AM_Laclede name swap and remove | 26452 | AM_Laclede name swap and remove | 2017-01-23 | Yes
23565 | 659_BEPC_EREC_ProxyCap_Sisseton | 26464 | Proxy Sisseton Capacitor | 2017-01-24 | Yes
23566 | ITCT-Update_1-24-17 | 26465 | METC-Update_1-24-17 | 2017-01-24 | Yes
23571 | ATC_(JAN24)_20170124_Update | 26471 | ATC_(JAN24)_20170124_Update | 2017-01-24 | Yes
23563 | 659_BEPC_CPEC_Underwood115-41.6 | 26462 | Underwood 230-41.6 Xfmr + Load | 2017-01-24 | Yes
23564 | 659_BEPC_EREC_MarionRoad69_Load | 26463 | Marion Road load receptors | 2017-01-24 | Yes
23595 | DEI-Correction-GibsonU5varsAndG | 26479 | DEI-Correction-GibsonU5varsAndG | 2017-01-25 | Yes
23594 | AM_Renumber Herlemann zone numb | 26478 | AM_Renumber Herlemann zone numb | 2017-01-25 | Yes
23596 | AM-J034 sugar Creek Removal | 26480 | AM-J034 sugar Creek Removal | 2017-01-25 | Yes
23602 | WPSC 1-26-2017 Base Case Update | 26486 | System updates | 2017-01-26 | Yes
23605 | 659_BEPC_Expand_Ruthville115kV | 26489 | CPEC Ruthville Detail | 2017-01-26 | Yes
23604 | 659_BEPC_Blacktail_115kV_Tap | 26488 | MWEC Blacktail 115 kV Tap | 2017-01-26 | Yes
23603 | 659_BEPC_Bismarck71_115kV | 26487 | CPEC Bismarck71 | 2017-01-26 | Yes
23607 | 659_BEPC_Veeder_KummerRidge115 | 26491 | Add McKenzie Veeder - KR | 2017-01-26 | Yes
23599 | Ouachita Area Update | 26483 | Ouachita Area Update | 2017-01-26 | Yes
23597 | MEC-MISO-cbec3456oppdRingOpen | 26481 | MEC-MISO-cbec3456oppdRingOpen | 2017-01-26 | Yes
23608 | 659_BEPC-NIPCO_CapDeadBand20170 | 26492 | NIPCO Ida Grove Capacitor | 2017-01-27 | Yes
23608 | 659_BEPC-NIPCO_CapDeadBand20170 | 26493 | NIPCO Onawa Capacitor | 2017-01-27 | Yes
23539 | DPC-February17-corrections | 26427 | DPC-February17-corrections | 2017-01-29 | Yes
23609 | ITC_Update_1-30-17 | 26494 | ITC_Update_1-30-17 | 2017-01-30 | Yes
23610 | MPC-derate-Hens-Lang | 26495 | MPC-derate-Hens-Lang | 2017-01-30 | Yes
18830 | ITCM_Add_J233 | 21245 | Add_J233 | 2017-01-30 | Yes
23598 | PPI-TRANSFORMER TAP SETTING CHA | 26482 | FEBRUARY CORRECTIONS | 2017-01-31 | Yes
7859 | METC-1803-PLUM-STOVER | 8766 | METC-3300-PLUM-STOVER | 2017-01-31 | Yes
3588 | ATC_(2056)_Z5_Uprate_Oak_Creek- | 10832 | ATC_(2056)_Z5_Uprate_Oak_Creek- | 2017-01-31 | Yes
23420 | ATC_(3900)_Z5_WP_Rebuild_63143_ | 26275 | ATC_(3900)_Z5_WP_Rebuild_63143_ | 2017-01-31 | Yes
20724 | J233 GSU Correction | 23240 | phase1 | 2017-02-01 | Yes
21218 | ALTW MGS(J233) PASS-2 REV2 | 23767 | MGS Revisions | 2017-02-01 | Yes
23490 | ATC_(Z3A)_ATC_2_DPC_161kV_Line_ | 26367 | ATC_(Z3A)_ATC_2_DPC_161kV_Line_ | 2017-02-01 | Yes
20494 | J233 - Marshalltown Generating | 22975 | PHASE 1 | 2017-02-01 | Yes
21931 | ITCM_Voltage_Sched_Update | 24481 | ITCM_Voltage_Sched_Update | 2017-02-02 | Yes
18350 | 8480-AECC-Gainesville 01-01-201 | 20728 | 8480-AECC-Gainesville 01-01-201 | 2017-02-03 | Yes
15636 | EES 12-EAI-008-02 LV Bagby to R | 17605 | 1 | 2017-02-10 | Yes
19771 | EES 15-ETI-019 Deer Lake Sub | 22263 | Phase 1 | 2017-02-17 | Yes
21145 | EES 16-EGL-041 Willow Glen 500_ | 23698 | EES 16-EGL-041 Willow Glen 500_ | 2017-02-20 | Yes
9457 | ATC_(3679)_Z4_NP_Morgan-Stiles_ | 10729 | ATC_(3679)_Z4_NP_Morgan-Stiles_ | 2017-02-24 | Yes
23235 | SamRayburnDam_Unit1_New_GSU_r1 | 26044 | GSU_1_4646 | 2017-02-24 | Yes
15902 | EES 14-EGL-016 Port Hudson to Z | 17867 | 1 | 2017-02-24 | Yes
19944 | CLEC_9542_DoletHillsMine LineTa | 22460 | CLEC_DoletHillsMine_LineTap | 2017-02-27 | Yes
15643 | EES 14-EGL-003 Willow Glen - Re | 17612 | 1 | 2017-02-28 | Yes
18513 | EES 15-ETI-007-02 Oakridge Capb | 20905 | 15-ETI-007-02 | 2017-02-28 | Yes
19772 | EES 15-ETI-020 Wildcat Sub | 22264 | Phase 1 | 2017-02-28 | Yes
22665 | CE-MONUMENT | 25314 | Build MONUMENT | 2017-02-28 | Yes
22827 | CE-UnionCTRecon | 25471 | UnionCT to Goguac X | 2017-02-28 | Yes
12019 | ITCT-1550-Sunset_to_Hager | 13707 | ITCT-1550-Sunset_to_Hager | 2017-02-28 | Yes
22662 | CE-REA | 25310 | Build REA | 2017-02-28 | Yes
23510 | EES_Bull Shoals 161KV Bus Split | 26387 | EES_Bull Shoals 161KV Bus Split | 2017-02-28 | Yes
21597 | EES 16-ETI-021 Moscow SS 138 kV | 24153 | EES 16-ETI-021 Moscow SS 138 kV | 2017-03-01 | Yes
23277 | 659_BEPC_ER_Groton_Ordway69 | 26092 | ER Groton | 2017-03-01 | Yes
18854 | XEL-4305-SW-MN-REACTOR_R2-P1 | 21269 | XEL-4305-SW-MN-REACTOR_R2-P1 | 2017-03-01 | Yes
23290 | 659_BEPC_LYEC_Helmut-addition | 26105 | LYEC Helmut addition | 2017-03-01 | Yes
19462 | ITCT-4145-Southfield_to_Quaker | 21983 | ITCT-4145-Southfield_to_Quaker | 2017-03-01 | Yes
17719 | ATC_(7780)_Z4_T-D_WEC_Esker_Vie | 19791 | ATC(7780)_Z4_T-D_WEC_Esker_View | 2017-03-01 | Yes
23275 | 659_BEPC_ER_B-YWater-Gavins | 26090 | BYWater - Gavins | 2017-03-01 | Yes
23166 | EES 16-ELS-200 St James Standyb | 25918 | EES 16-ELS-200 St James Standyb | 2017-03-01 | Yes
22716 | DEI-WabRivStaWVPA-U8UprateR1 | 25350 | DEI-WabRivStaWVPA-U8UprateR1 | 2017-03-01 | Yes
20810 | AMIL_TP792-8581California Ridge | 23323 | AMIL-California Ridge uprate to | 2017-03-01 | Yes
23276 | 659_BEPC_ER_Cresbard-Mansfield | 26091 | Cresbard - Mansfield | 2017-03-01 | Yes
23170 | EES Waterford AX AL fix | 25922 | EES 16-ELS-200 St James Standyb | 2017-03-01 | Yes
21969 | MPC-voltrate-clearbrook-2017 | 24539 | MPC-voltrate-clearbrook-2017 | 2017-03-03 | Yes
23374 | METC-2483-MAINRJ_updt | 26201 | METC-2483-MAINRJ | 2017-03-14 | Yes
18248 | ITCM_8161_Ames-Doud_South_Ckt_p | 20506 | Ames-Doud South Ckt ph1 | 2017-03-15 | Yes
10585 | CE-2483-MainesRdDist | 12141 | CE Maines Rd 138/Dist Sub | 2017-03-15 | Yes
22558 | CE-SchabelCap | 25196 | CE-SchabelCap | 2017-03-17 | Yes
20186 | AM_Unit Updates Sept 15 | 22685 | AM_Rush 2 rerate | 2017-03-21 | Yes
22770 | AMIL-3017-MVP09-Ipava_S Reroute | 25404 | AMIL-3017-MVP09-Ipava_S Reroute | 2017-03-22 | Yes
20539 | ATC_(Z3B)_Y-134_HUD-HONT_rerate | 23020 | ATC_(Z3B)_Y-134_HUD-HONT_rerate | 2017-03-24 | Yes
20896 | ATC_(Z3)_New_Columbia1_GSU | 23405 | ATC_(Z3)_New_Columbia1_GSU | 2017-03-27 | Yes
21692 | 2016-2026 WAPA-MRO MCDC | 24241 | 17SLL | 2017-03-30 | Yes
20586 | ITCM_9937_J233_Newton-Colfax_69 | 23092 | J233 Newton-Colfax 69 | 2017-03-30 | Yes
15839 | ITCT-4532-Hines-Wayne_Sag | 17804 | ITCT-4532-Hines-Wayne_Sag | 2017-03-31 | Yes
20442 | CE-Pulaski | 24511 | Increase load1 | 2017-03-31 | Yes
19860 | BREC-9420-Aleris_Expansion | 22354 | Aleris_Expansion | 2017-03-31 | Yes
15831 | METC-4521-Riggsville-Rondo_Sag | 17796 | METC-4521-Riggsville-Rondo_Sag | 2017-03-31 | Yes
23365 | EES-EMI_Baxter_Wilson_AT1_Re-Ra | 26189 | Re-Rate Xfmer | 2017-03-31 | Yes
22590 | MPW-MTEP_2934-ADDSOUTHXFM134 | 25240 | MPW-MTEP_2934-ADDSOUTHXFM134 | 2017-03-31 | Yes
23142 | BREC-McCracken-Shawnee161-Upgra | 25849 | BREC-McCracken-Shawnee161-Upgra | 2017-03-31 | Yes
16939 | EES 12-ELL-004 Schriver sub | 18964 | 1 | 2017-03-31 | Yes
22079 | CE-9868-MercerTieUpgrade | 24632 | Update ratings | 2017-03-31 | Yes
15481 | DEM-MTEP_4368-Dresser-WR138Line | 17408 | DEM-MTEP_8363-Dresser-WR138Line | 2017-03-31 | Yes
23570 | METC-4218-Bass_Creek-Black_Rive | 26470 | METC-4218-Bass_Creek-Black_Rive | 2017-03-31 | Yes
23077 | GRE-4378-MenahgaArea115-P2 | 25769 | GRE-4378-MenahgaArea115-P2 | 2017-04-01 | Yes
12241 | MEC-MTEP-4255-4594-Airport | 22669 | MEC-MTEP-4255-4594-Airport | 2017-04-01 | Yes
17658 | EES-7761- 14-EAI-027 Datto Capa | 19739 | Add new Datto Cap | 2017-04-01 | Yes
19313 | MRO15 WAPA Grand Prairie_r1 | 21815 | MRO15 WAPA Grand Prairie_r1 | 2017-04-01 | Yes
15824 | MEC-MISO-4588-cfuUniversitySubs | 23757 | cfuUniversitySubstation0 | 2017-04-01 | Yes
18357 | 8400-AECC-Summerville 115kV Tap | 20735 | 8400-AECC-Summerville 115kV Tap | 2017-04-01 | Yes
21536 | ITCT-3281-Chelsea | 24082 | ITCT-3281-Chelsea | 2017-04-01 | Yes
21539 | DTE-3281-Chelsea | 24085 | DTE-3281-Chelsea update | 2017-04-02 | Yes
13266 | DPC-projects-N17-Rebuild | 15100 | DPC-Projects-N17-Rebuild | 2017-04-07 | Yes
22771 | AMIL-3017-MVP09-Ipava_S Reroute | 25405 | AMIL-3017-MVP09-Ipava_S Reroute | 2017-04-13 | Yes
22870 | ITCM_MTEP17_BASECASE_UPDATES | 25571 | Belleville NO Switch | 2017-04-14 | Yes
22870 | ITCM_MTEP17_BASECASE_UPDATES | 25574 | ITCM_MARION_XFMR_SPARE | 2017-04-14 | Yes
20353 | ITCM_9669_ST_ANSGAR_IND | 22863 | ITCM_9669_ST_ANSGAR_IND | 2017-04-14 | Yes
21815 | SPC-MRO-MV-SNI-line [16-03-24 1 | 24363 | SPC-MRO-MV-SNI-line1 | 2017-04-15 | Yes
9768 | MEC-MISO-MTEP-3022-oakGroveSand | 17760 | MEC-MISO-MTEP-3022-oakGroveSand | 2017-04-15 | Yes
21364 | MH-MRO-2017SLL-Reactor | 23896 | MH-MRO-2017SLL-Reactor | 2017-04-15 | Yes
21791 | SPC-MRO-TA-xfmr [16-03-22 16:17 | 24339 | SPC-MRO-TA-xfmr1 | 2017-04-15 | Yes
21650 | SPC-MRO-Bromhead [16-03-04 10:5 | 24199 | SPC-MRO-Bromhead1 | 2017-04-15 | Yes
21662 | SPC-MRO-Mosaic-K3 [16-03-04 11: | 24211 | SPC-MRO-Mosaic-K31 | 2017-04-15 | Yes
21665 | SPC-MRO-PE-xfmr [16-03-04 11:18 | 24214 | SPC-MRO-PE-xfmr1 | 2017-04-15 | Yes
9769 | MEC-AMIL-MTEP-3022 Mercer-Gales | 24614 | MEC-AMIL-MTEP-3022 Mercer-Gales | 2017-04-15 | Yes
22211 | SPC-MRO-K-plus-S-gen [16-06-24 | 24763 | SPC-MRO-K-plus-S-gen1 | 2017-04-15 | Yes
21672 | SPC-MRO-Rutland | 24221 | SPC-MRO-Rutland1 | 2017-04-15 | Yes
22616 | CE-RoxburyRetire | 25268 | Retire Roxbury | 2017-04-15 | Yes
23041 | ATC_(1708)_Z1_Y26_Reconfig_P4 | 25733 | ATC_(1708)_Z1_Y26_Reconfig_P4 | 2017-04-15 | Yes
21790 | SPC-MRO-PQ-SVS [16-03-22 16:16] | 24338 | SPC-MRO-PQ-SVS1 | 2017-04-15 | Yes
15812 | AMIL-3022-MVP16-Fargo-Sandburg | 20382 | Sandburg 161-138 | 2017-04-16 | Yes
22561 | AMIL-3022-MVP16-Sandburg 345/13 | 25199 | AMIL-3022-MVP16-Sandburg 345/13 | 2017-04-16 | Yes
23050 | METC-9422-Coldwater | 25743 | METC-9422-Coldwater | 2017-04-17 | Yes
22888 | CE-WestBranchRecon | 25624 | St Helen J - Fairview J part 1 | 2017-04-21 | Yes
17729 | DPC-7664-BRGS-LAXTAP | 19801 | DPC-7664-BRGS-LAXTAP | 2017-04-21 | Yes
20728 | AMIL-TP721-3005_Baldwin Ring Bu | 23244 | AMIL-TP721-3005_Baldwin Ring Bu | 2017-04-21 | Yes
18189 | CE-RogersRecon | 20445 | Reconductor Rogers to White Clo | 2017-04-30 | Yes
22876 | CE-SternsRdRecon | 25603 | SternsRd - Lambertvl J | 2017-04-30 | Yes
8885 | OTP-3481-Buffalo2ndTransformer | 22017 | OTP-3481-Buffalo2ndTransformer | 2017-04-30 | Yes
16051 | IPL_4724_J238_GEN | 18022 | Interconnection facilities for | 2017-04-30 | Yes
22005 | ITCM_11164_Oelwein_Hub | 24585 | ITCM Oelwein Hub | 2017-04-30 | Yes
18806 | DPC-projects-EastmanTap | 21205 | DPC-Projects-EastmanTap | 2017-05-01 | Yes
22229 | 16-EAI-023 Hurricane Lake POD | 24800 | 16-EAI-023 Hurricane Lake POD | 2017-05-01 | Yes
21382 | BEPC_659_2018-03_Add_DemicksLak | 23915 | Add_DemicksLake115 | 2017-05-01 | Yes
19936 | AMIL-TP791-9845-MartinsvilleSub | 22450 | AMIL-TP791-MartinsvilleSub | 2017-05-01 | Yes
22257 | ITCT-3624-Metaltec | 24830 | ITCT-3624-Metaltec | 2017-05-01 | Yes
21827 | RPU-MTEP-10443-DouglasTrail | 24378 | RPU-MTEP-10443-DouglasTrail1 | 2017-05-01 | Yes
17378 | CLEC_Donahue_Project | 19419 | Reconductor ShadyOaks line | 2017-05-01 | Yes
19471 | MP-9063-HattrickSub | 21993 | MP-9063-HattrickSub | 2017-05-01 | Yes
16571 | AMIL-TP728-Hickok Breaker sta | 18607 | AMIL-TP728-Hickok Bkr Sta | 2017-05-02 | Yes
16085 | GRE-4379-QuarryWStCloud115_R1 | 21208 | GRE-4379-QuarryWStCloud115_R1 | 2017-05-03 | Yes
22625 | AMIL-3017-MVP09-Kincaid-Austin- | 25281 | AMIL-3017-MVP09-Kincaid-Austin- | 2017-05-05 | Yes
22631 | AMIL-3017-MVP09-Austin-Pawnee-1 | 25287 | AMIL-3017-MVP09-Austin-Pawnee-1 | 2017-05-26 | Yes
23510 | EES_Bull Shoals 161KV Bus Split | 26388 | EES_Bull Shoals 161KV Bus Split | 2017-05-28 | Yes
18896 | XEL-10066-HIAWATHA-CAPACITOR | 21311 | XEL-HIAWATHA-CAPACITOR | 2017-05-30 | Yes
6525 | ITCM_3058_VINTON_HAZLETON_69_KV | 22175 | ITCM_VINTON TO TODDVILLE | 2017-05-30 | Yes
18015 | DEI-MTEP_7991-Rushvl-Milroy6920 | 20131 | DEI-MTEP_FAC-20261-Rushvl-Milro | 2017-05-31 | Yes
22682 | CE-Ridgeview [16-09-20 10:20] | 25332 | Build Ridgeview | 2017-05-31 | Yes
18050 | METC-4537-Benston | 20175 | METC-4537-Benston | 2017-05-31 | Yes
6898 | METC-2478-CAPITAL_AVE | 7662 | METC-2478-CAPITAL_AVE | 2017-05-31 | Yes
23177 | METC-3625-Project_One_Retiremen | 25933 | METC-3625-Project_One_Retiremen | 2017-05-31 | Yes
20250 | CE-LombardRecon | 22762 | Vaught - Antoine | 2017-05-31 | Yes
17964 | METC-8080-Coldwater_Cap | 20075 | METC-8080-Coldwater_Cap | 2017-06-01 | Yes
23534 | ALTW_SUTH-ST3_Forced_Outage | 26421 | GEN_Forced_Outage | 2017-06-01 | Yes
17960 | ITCT-8083-Cortland_Relay | 20070 | ITCT-8083-Cortland_Relay | 2017-06-01 | Yes
17967 | METC-8067-Beals_Rd_500 | 20078 | METC-8067-Beals_Rd_500 | 2017-06-01 | Yes
19865 | CLEC_9421_TXEASTRN_OPELOUSAS | 22991 | CLEC_TXEASTRN_OPELOUSAS | 2017-06-01 | Yes
21909 | EES 16-EMI-013 Attala - Conehom | 24458 | EES 16-EMI-013 Attala - Conehom | 2017-06-01 | Yes
17992 | METC-8109-Gaylord_to_Livingston | 20098 | METC-8109-Gaylord_to_Livingston | 2017-06-01 | Yes
17980 | METC-8078-Donaldson_Creek_Cap | 20086 | METC-8078-Donaldson_Creek_Cap | 2017-06-01 | Yes
15899 | EES 14-EGL-004 Fancy Point - Ad | 17864 | 1 | 2017-06-01 | Yes
22661 | MEC-MTEP-8038-Sub 41 Replace Li | 25309 | MEC-MTEP-8038-Sub 41 Replace Li | 2017-06-01 | Yes
17966 | METC-3926-Dort_to_Pasadena | 20077 | METC-3926-Dort_to_Pasadena | 2017-06-01 | Yes
17965 | ITCT-8087-Stratford_Cap | 20076 | ITCT-8087-Stratford_Cap | 2017-06-01 | Yes
17968 | METC-8070-North_Belding_377 | 20079 | METC-8070-North_Belding_377 | 2017-06-01 | Yes
22256 | ITCT-3284-Praxair [16-07-12 15: | 24829 | ITCT-3284-Praxair | 2017-06-01 | Yes
20549 | DEI-nonMTEP-Blmngtn21mvarCapRet | 23054 | DEI-nonMTEP-Blmngtn21mvarCapRet | 2017-06-01 | Yes
20040 | 16-EAI-011 Camden Maguire bus r | 22534 | 16-EAI-009 Camden Maguire bus r | 2017-06-01 | Yes
3353 | ATC_(2031)_Z3_Y32_Rebuild | 10820 | ATC_(2031)_Z3_Y32_Rebuild | 2017-06-01 | Yes
18119 | EES 15-EGL-005 Lake Charles Bul | 20365 | 1 | 2017-06-01 | Yes
18123 | EES 15-EGL-009 Scott - Carencro | 20377 | 1 | 2017-06-01 | Yes
15648 | EES 14-EMI-005 Vicksburg Area I | 17617 | 1 | 2017-06-01 | Yes
20050 | EES 16-EAI-009 Lonoke East 115 | 22544 | EES 16-EAI-009 Lonoke East 115 | 2017-06-01 | Yes
22796 | SME_(9949)_Cloverdale_DeliveryP | 25431 | SME_(9949)_Cloverdale_DeliveryP | 2017-06-01 | Yes
18167 | EES-8040_14-EAI-028 Mabelvale U | 20422 | 1 | 2017-06-01 | Yes
18168 | EES-8041_14-EAI-029 ANO-Pleasan | 20423 | 1 | 2017-06-01 | Yes
22797 | SME_(9955)_Steiner_DeliveryPoin | 25432 | SME_(9955)_Steiner_DeliveryPoin | 2017-06-01 | Yes
20558 | DEI-MTEP_9914-Mohawk-LeeHannaJc | 23064 | DEI-MTEP_21327-Mohawk-LeeHannaJ | 2017-06-01 | Yes
15578 | DEI-MTEP_4414-WabChippewa69AltS | 17518 | DEI-MTEP_8433-WabChippewa69AltS | 2017-06-01 | Yes
22112 | MEC-MTEP-11146-Clarinda-Brooks | 24669 | MEC-MTEP-11146-Clarinda-Brooks | 2017-06-01 | Yes
23332 | DEI-MTEP_7957-KokSMain-Apperson | 26147 | DEI-MTEP_7957-KokSMain-Apperson | 2017-06-01 | Yes
18702 | AMIL_TP707-4079-Huff_R1 | 22376 | AMIL_TP707-4079-Huff_R1 | 2017-06-01 | Yes
18641 | EES 14-EGL-017 Horseshoe 230-13 | 21046 | 14-EGL-017 | 2017-06-01 | Yes
18518 | CE-4537-Benston | 20921 | Build Benston | 2017-06-01 | Yes
7971 | DEM-MTEP_3379-ShlbvlMcKayRdDist | 8937 | 6252-ShlbvlMcKayRdDistSubAdd | 2017-06-01 | Yes
23250 | DEI-13853NOPointMove | 26061 | DEI-13853NOPointMove | 2017-06-01 | Yes
18675 | METC-8461_Cobb_to_Sternberg_sag | 21080 | METC-8461_Cobb_to_Sternberg_sag | 2017-06-01 | Yes
10531 | CE-2478-CAPITAL_AVE_DIST | 12085 | CE Capital Ave 138/Dist Sub | 2017-06-01 | Yes
22667 | MEC-MTEP-8108-Sub 73-Dupont Tap | 25316 | MEC-MTEP-8108-Sub 73-Dupont Tap | 2017-06-01 | Yes
22172 | ATC_(Z3)_MGE_Femrite-T3-Replace | 24722 | ATC_(Z3)_MGE_Femrite-T3-Replace | 2017-06-01 | Yes
20121 | EES 16-EGL-026 Swisco 138 kV Ad | 22616 | EES 16-EGL-026 Swisco 138 kV Ad | 2017-06-01 | Yes
17440 | MH-MRO-PineFalls-Manigotogan_Li | 19484 | MH-MRO-PineFalls-Manigotogan_Li | 2017-06-01 | Yes
19144 | DEI-MTEP_4418-HillsdaleN230-69s | 21608 | DEI-MTEP_8437-Hillsdale N 230-6 | 2017-06-01 | Yes
19144 | DEI-MTEP_4418-HillsdaleN230-69s | 21607 | DEI-MTEP_8437-Hillsdale-Mntzm N | 2017-06-01 | Yes
19144 | DEI-MTEP_4418-HillsdaleN230-69s | 21609 | DEI-MTEP_8437-6906 loop thru Hi | 2017-06-01 | Yes
22692 | CE-LombardRecon [16-09-20 14:50 | 25342 | Lombard J to Calhoun | 2017-06-01 | Yes
22669 | MEC-MTEP-9981-Sub 701-Honey Cre | 25318 | MEC-MTEP-9981-Sub 701-Honey Cre | 2017-06-01 | Yes
15531 | SME_NW Perry 161/69kV Source | 17459 | SME_NW Perry 161/69kV Source | 2017-06-01 | Yes
20897 | ATC_(Z3)_Nelson_Dewey_1-2_Remov | 23406 | ATC_(Z3)_Nelson_Dewey_1-2_Remov | 2017-06-01 | Yes
15937 | EES 11-EGL-018 Francis to Maryd | 17902 | 1 | 2017-06-01 | Yes
22882 | IPL_11643_Replace_Stout_Auto | 25617 | IPL_Replace failed auto and rem | 2017-06-01 | Yes
12020 | ITCT-3938-Greenwood_Capacitors | 21633 | ITCT-3938-Greenwood_Capacitors | 2017-06-01 | Yes
21692 | 2016-2026 WAPA-MRO MCDC | 24242 | 17SUM | 2017-06-01 | Yes
12249 | METC-4147-BTLCK_TO_ISLND_RD | 13967 | METC-4147-BTLCK_TO_ISLND_RD | 2017-06-01 | Yes
15962 | MDU-4134-South9th | 17927 | MDU-South9th | 2017-06-01 | Yes
5425 | DEM-MISO-1520-Durbin230to69subR | 6080 | 2596-Durbin230to69subR1 | 2017-06-01 | Yes
20126 | EES 16-EGL-033 Nesser 69 kV Add | 22621 | EES 16-EGL-033 Nesser 69 kV Add | 2017-06-01 | Yes
23601 | DTE-3624-BNITE | 26485 | DTE-3624-BNITE | 2017-06-01 | Yes
21187 | METC-10384-Verona_to_Barnum_sag | 23742 | METC-10384-Verona_to_Barnum_sag | 2017-06-01 | Yes
16133 | EES 13-ETI-013 Egypt-Panorama | 18121 | 1 | 2017-06-01 | Yes
20880 | EES-8041_14-EAI-028 ANO-Mabelva | 23397 | 1 | 2017-06-01 | Yes
21925 | EES 12-ETI-006 Layfield to Hart | 24475 | EES 12-ETI-006 Layfield to Hart | 2017-06-01 | Yes
21200 | AXLA_10123_PreSter-Reconductor | 23759 | AXLA PRJ10123 PreSter-Reconduct | 2017-06-01 | Yes
21199 | AXLA_10122_HunDow-Reconductor | 23758 | AXLA PRJ10122 HunDow-Reconducto | 2017-06-01 | Yes
17839 | MEC-MTEP-8030-Clarksville-Waver | 19940 | MEC-MTEP-8030-Clarksville-Waver | 2017-06-01 | Yes
17805 | XEL-8079-LINE_0714_REBUILD | 19893 | XEL-LINE_0714_REBUILD | 2017-06-01 | Yes
19144 | DEI-MTEP_4418-HillsdaleN230-69s | 21606 | DEI-MTEP_8437-Hillsdale N 230 s | 2017-06-01 | Yes
15912 | EES 12-ETI-006 Add Kolbs 230kV | 17877 | 1 | 2017-06-01 | Yes
22666 | MEC-MTEP-8110-8112-BufBill Tap- | 25315 | MEC-MTEP-8110-8112-BufBill Tap- | 2017-06-01 | Yes
6389 | DEM-MISO-1899-MacytoRMPjct6957r | 7083 | DEM-MISO-3795-MacytoRMPjct6957r | 2017-06-01 | Yes
10607 | CE-CaseLk | 12161 | Build Case Lake Sub on Rankin T | 2017-06-01 | Yes
23162 | AM-TP899-9869-Havanna-Elkhart | 25914 | AM-TP899-9869-Havanna-Elkhart | 2017-06-02 | Yes
22628 | CE-DrexelRetire | 25284 | Retire Drexel | 2017-06-02 | Yes
23455 | ATC_(Z5)_T-D_WEC_MilwaukeeCo_T5 | 26313 | ATC_(Z5)_T-D_WEC_MilwaukeeCo_T5 | 2017-06-02 | Yes
21131 | ATC_(10589)_Z1_Y-44_WHB-CW4T_69 | 23717 | ATC_(10589)_Z1_Y-44_WHB-CW4T_69 | 2017-06-09 | Yes
21332 | ATC_(10683)_Z3_Y-78_LOR-RIC_Rer | 23863 | ATC_(10683)_Z3_Y-78_LOR-RIC_Rer | 2017-06-09 | Yes
17959 | ITCT-7891-Stone_Pool | 20069 | ITCT-7891-Stone_Pool | 2017-06-12 | Yes
18186 | DTE-7891-Stone_Pool_Phase_1 | 20442 | DTE-7891-Stone_Pool_Phase_1 | 2017-06-13 | Yes
22688 | AMIL-3017-MVP09-REROUTE Auburn | 25338 | AMIL-3017-MVP09-REROUTE Auburn | 2017-06-15 | Yes
22684 | AMIL-3017-MVP09-REROUTE_Kincaid | 25334 | AMIL-3017-MVP09-REROUTE_Kincaid | 2017-06-15 | Yes
22689 | AMIL-3017-MVP09-Austin 345/138 | 25339 | AMIL-3017-MVP09-Austin 345/138 | 2017-06-15 | Yes
23346 | AM_Eqiv Jeff City_Sub | 26161 | AM_Eqiv Jeff City | 2017-06-16 | Yes
23322 | AMIL-TP798-7820-Hennepin termin | 26133 | AMIL-TP798-7820-Hennepin termin | 2017-06-28 | Yes
18174 | ITCT-4499-Tuscola_Cap [14-11-06 | 20429 | ITCT-4499-Tuscola_Cap | 2017-06-30 | Yes
21556 | ITCT-4287-Hilton Road | 24105 | ITCT-4287-Hilton Road | 2017-06-30 | Yes
16910 | MDU-RichardtonLoad | 18935 | MDU-RichardtonLoad | 2017-06-30 | Yes
15835 | ITCT-4530-Brownstown-Navarre_Sa | 17800 | ITCT-4530-Brownstown-Navarre_Sa | 2017-06-30 | Yes
7571 | ATC_(3159)_Z3a_6927_WMD-TMBT-69 | 23862 | ATC_(3159)_Z3a_6927_WMD-TMBT-69 | 2017-06-30 | Yes
21229 | ITCM_8074_FAIRFAX_161_KV_CAP_BA | 23778 | FAIRFAX_161_KV_CAP_BANK | 2017-06-30 | Yes
22851 | CE-ChelseaRecon | 25500 | Chelsea - Sylvan | 2017-07-01 | Yes
21691 | MP-10383-LASTacHBRVolConv | 24240 | MP-10383-LASTacHBRVolConv | 2017-07-01 | Yes
20956 | ATC_(10685)_Z1_T-D_WPS_Tomahawk | 23864 | ATC_(10685)_Z1_T-D_WPS_Tomahawk | 2017-07-01 | Yes
22479 | MDU-BeaverHillLoad | 25070 | MDU-BeaverHillLoad | 2017-07-01 | Yes
21563 | DTE-4287-Hiltton Road_Phase_1 | 24113 | DTE-4287-Hilton_Road_Phase_1 | 2017-07-01 | Yes
15761 | CIPCO-MRO-ECal-Dav-161 | 17732 | CIPCO-MRO-ECal-Dav-161 | 2017-07-01 | Yes
4868 | MP-2761-MISO-Dunka-Load | 5441 | Phase 1 | 2017-07-01 | Yes
20687 | MP-9622-83 Line Upgrade | 23221 | MP-9622-83 Line Upgrade | 2017-07-01 | Yes
20688 | MP-9623-95 Line Upgrade | 23222 | MP-9623-95 Line Upgrade | 2017-07-01 | Yes
20442 | CE-Pulaski | 24512 | Increase load2 | 2017-07-01 | Yes
20689 | MP-10284-28 Line Upgrade | 23223 | MP-10284-28 Line Upgrade | 2017-07-01 | Yes
20433 | CE-Fletcher | 22935 | Build Fletcher | 2017-07-01 | Yes
22660 | MEC-MTEP-12065-Shenandoah 69 kV | 25308 | MEC-MTEP-12065-Shenandoah 69 kV | 2017-07-01 | Yes
19812 | IPL-9402-Guion-Westlane_Upgrade | 22306 | IPL-9402-Guion-Westlane_Upgrade | 2017-07-15 | Yes
18094 | WPSC-MISO-4086 Fountain X to Sc | 20320 | Fountain to Scottville Rebuild | 2017-07-31 | Yes
22362 | DTE-3284-Praxair [15-04-07 11:3 | 24932 | DTE-3284-Praxair_corrected | 2017-07-31 | Yes
13346 | ITCM-MEC-MISO-MTEP-3213-killdee | 15218 | ITC-MEC-MISO-MTEP-3213-killdeer | 2017-07-31 | Yes
16522 | XEL-4308-CEDAR_FALLS-MENOMONIE- | 18526 | XEL-CEDAR_FALLS-MENOMONIE-REBUI | 2017-08-01 | Yes
22445 | ITCT-11583-J301 | 25014 | ITCT-J301 | 2017-08-01 | Yes
11970 | ATC_(3679)_Z2_NP_Amberg_138_150 | 13669 | ATC_(3679)_Z2_NP_Amberg_138_150 | 2017-08-01 | Yes
20426 | 10205-AECC-Damascus 02-28-2017 | 22928 | 10205-AECC-Damascus 02-28-2017 | 2017-08-01 | Yes
19507 | MP-7998-DogLakeReconfig | 22032 | MP-7998-DogLakeReconfig | 2017-08-01 | Yes
18849 | XEL-4694-GRAVEL-ISLAND-CAP-BANK | 21264 | XEL-GRAVEL-ISLAND-CAP-BANK_R1 | 2017-08-01 | Yes
12177 | ITCM_4107_Emery-Lehigh_69kV | 13873 | Rebuild Emery-Lehigh 69kV | 2017-08-04 | Yes
10800 | CE-RosebushRbld | 12401 | Rebuild 46kV line around Rosebu | 2017-08-15 | Yes
13267 | DPC-projects-HLC-LUB-Rebuild | 15101 | DPC-Projects-HLC-LUB-Rebuild | 2017-08-18 | Yes
9730 | ITCM_3628_Lehigh_Switch_Station | 11176 | New Lehigh 69kV SS and 1.4 mile | 2017-08-25 | Yes
23510 | EES_Bull Shoals 161KV Bus Split | 26389 | EES_Bull Shoals 161KV Bus Split | 2017-08-28 | Yes
20642 | GRE-7896-MotleyArea115 | 23146 | GRE-7896-MotleyArea115 | 2017-08-31 | Yes
19768 | EES 15-ELL-006 Bayou Verret Cap | 22260 | Phase 1 | 2017-08-31 | Yes
21633 | ITCT-9360-Scio | 24182 | ITCT-9360-Scio | 2017-09-01 | Yes
22038 | GRE-1203-BCH09-CedarMountainRea | 24708 | GRE-1203-BCH09-CedarMountainRea | 2017-09-01 | Yes
20430 | 9663-AECC-Newport East 09-01-20 | 22932 | 9663-AECC-Newport East 09-01-20 | 2017-09-01 | Yes
19399 | SME_L37AB Rebuild | 21900 | 2017_L37AB Rebuild | 2017-09-01 | Yes
21221 | ITCT-10425-J340_Apple_Blossom | 23770 | ITCT-10425-J340_Apple_Blossom | 2017-09-01 | Yes
21814 | DTE-9360-Scio | 24362 | DTE-9360-Scio | 2017-09-02 | Yes
23327 | MEC-MTEP-12665-J498 Beaver Cree | 26138 | MEC-MTEP-12665-Beaver Creek Sub | 2017-09-04 | Yes
18217 | GRE-7894-Stockade115 | 20474 | GRE-7894-Stockade115 | 2017-09-21 | Yes
23328 | MEC-MISO-J498-Beaver Creek | 26139 | MEC-MISO-J498-Beaver Creek | 2017-09-25 | Yes
21202 | OTP_2221_BigStoneSouth_Reactors | 23761 | OTP_2221_BigStoneSouth_Reactors | 2017-09-30 | Yes
22569 | CE-SecordXfmr | 25207 | CE-SecordXfmr | 2017-09-30 | Yes
17567 | METC-4814-Battle_Creek-Morrow_s | 19636 | METC-4814-Battle_Creek-Morrow_s | 2017-09-30 | Yes
15829 | METC-4504-Marquette-Vergennes_S | 17794 | METC-4504-Marquette-Vergennes_S | 2017-09-30 | Yes
15834 | ITCT-4529-Brownstown-Elm_Sag | 17799 | ITCT-4529-Brownstown-Elm_Sag | 2017-09-30 | Yes
15838 | ITCT-4531-Dorset-Milan_Sag | 17803 | ITCT-4531-Dorset-Milan_Sag | 2017-09-30 | Yes
23569 | METC-4149-Argenta-Tallmadge-Sag | 26469 | METC-4149-Argenta-Tallmadge-Sag | 2017-09-30 | Yes
20034 | EES 16-EAI-004 ISES 161 kV reco | 22528 | ISES 161 kV reconfigure substat | 2017-10-01 | Yes
21694 | ITCT-J321-P11603 | 24254 | ITCT-J321 | 2017-10-01 | Yes
23095 | 12383-AECC-Hickm Cent 10-01-201 | 25780 | 12383-AECC-Hickm Cent 10-01-201 | 2017-10-01 | Yes
18359 | 8320-AECC-Hermitage South 06-01 | 20737 | 8320-AECC-Hermitage South 06-01 | 2017-10-01 | Yes
22198 | MPC-11263-MPL-Laporte-Line-and- | 24749 | MPC-11263-MPL-Laporte-Line-and- | 2017-10-01 | Yes
20038 | EES 16-EAI-008 North London 161 | 22532 | EES 16-EAI-008 North London 161 | 2017-10-01 | Yes
20037 | EES 16-EAI-007 Bono 161 kV subs | 22531 | EES 16-EAI-007 Bono 161 kV subs | 2017-10-01 | Yes
19691 | MH-MRO-SW_WPG | 22181 | SW_WPG1 | 2017-10-01 | Yes
20051 | EES 16-EAI-014 Pleasant Hill te | 22545 | EES 16-EAI-014 Pleasant Hill te | 2017-10-01 | Yes
22464 | MPC-XXXXX-Non-Scal-MPL | 25049 | MPC-XXXXX-Non-Scal-MPL | 2017-10-02 | Yes
22446 | ITCT-11584-J308 [16-08-18 13:57 | 25015 | Add J308 | 2017-10-02 | Yes
18340 | Preplanned-AECC-Nimrod 01-01-20 | 20718 | Preplanned-AECC-Nimrod 01-01-20 | 2017-10-15 | Yes
10109 | ATC_(3813)_Z3b_AM_Y-16_Dam_Heig | 11588 | ATC_(3813)_Z3b_AM_Y-16_Dam_Heig | 2017-10-17 | Yes
18218 | GRE-7899-CedarLake69 | 20475 | GRE-7899-CedarLake69 | 2017-10-19 | Yes
22284 | XEL-H081-BROOKINGS-LYON COUNTY- | 24862 | XEL-BROOKINGS-LYON COUNTY-TAP A | 2017-10-31 | Yes
10727 | CE-IngersolRbld | 12302 | CE Ingersol Rebuild | 2017-10-31 | Yes
20176 | MDU-9120-Leola | 22674 | Ellendale-Leola 115 kV Line and | 2017-10-31 | Yes
16372 | ITCM_3213_MVP_Colby-Killdeer | 18370 | Colby-Killdeer 345kV | 2017-11-01 | Yes
21945 | ATC_(11224)_Z1_T-D_WEC_White_Lk | 24636 | ATC_(11224)_Z1_T-D_WEC_White_Lk | 2017-11-01 | Yes
22435 | EES 15-ETI-001 Replace both S B | 25004 | EES 15-ETI-001 Replace both S B | 2017-11-01 | Yes
5121 | GRE-2564-LeSauk-StWendel115 | 5714 | GRE-2564-LeSauk-StWendel115 | 2017-11-08 | Yes
15908 | EES 12-EMI-001 Franklin-McComb | 17873 | 1 | 2017-11-15 | Yes
22772 | AMIL-3017-MVP09-Meredosia-Ipava | 25406 | AMIL-3017-MVP09-Meredosia-Ipava | 2017-11-15 | Yes
20033 | EES 16-EAI-001 Upgrade Trumann- | 22527 | Upgrade Trumann-Trumann W 161 | 2017-11-15 | Yes
18109 | EES 15-EAI-002 Jonesboro EHV | 20355 | 1 | 2017-11-15 | Yes
22679 | AMIL-3017-MVP09-Austin-Meredosi | 25329 | AMIL-3017-MVP09-Austin-Meredosi | 2017-11-15 | Yes
23510 | EES_Bull Shoals 161KV Bus Split | 26390 | EES_Bull Shoals 161KV Bus Split | 2017-11-28 | Yes
21943 | ITCT-11003-Mercury | 24507 | ITCT-11003-Mercury | 2017-11-30 | Yes
21692 | 2016-2026 WAPA-MRO MCDC | 24243 | 17WIN | 2017-11-30 | Yes
10614 | CE-Ionia2Rbld | 12168 | CE Ionia #2 Rebuild | 2017-11-30 | Yes
21938 | ITCT-10723-Skylark | 24502 | ITCT-10723-Skylark | 2017-11-30 | Yes
10726 | CE-NashvilleRbld | 12301 | CE Pentwater Rebuild | 2017-11-30 | Yes
19766 | EES 15-ETI-015-2 Carrol St Park | 22258 | Phase 1 | 2017-12-01 | Yes
15483 | AMIL-TP731-Monument sw station | 17411 | AMIL-TP731-Monument Sub | 2017-12-01 | Yes
20102 | EES 16-EGL-011 Goosport to Line | 22597 | EES 16-EGL-011 Goosport to Line | 2017-12-01 | Yes
16759 | AMMO-4723-TP794-Kelso-Lutesvill | 18784 | AMMO-4723-TP794-Kelso-Lutesvill | 2017-12-01 | Yes
22116 | MRES-11383-J329 Red Rock Hydro | 24673 | MRES-J329 | 2017-12-01 | Yes
15201 | ATC_(4353)_Z4_T-D_WE_Creekview_ | 24388 | ATC_(4353)_Z4_T-D_WE_Creekview_ | 2017-12-01 | Yes
22868 | MPC-11444-LakePark | 25569 | MPC-11444-LakePark | 2017-12-01 | Yes
20909 | EES 11-ETI-002 Sabine - PNB 138 | 23419 | EES 11-ETI-002 Sabine - PNB 138 | 2017-12-01 | Yes
15892 | EES 12-EAI-019 Mabelvale Replac | 17857 | 1 | 2017-12-01 | Yes
19767 | EES 15-ETI-015-1 Carrol St Park | 22259 | Phase 1 | 2017-12-01 | Yes
20910 | EES 11-ETI-038 Sabine-PNB 138 L | 23420 | EES 11-ETI-038 Sabine-PNB 138 L | 2017-12-01 | Yes
18486 | SME_(8560)_2016_SMEPA_SOCO_IC | 20863 | SME_(8560)_2016_SMEPA_SOCO_IC | 2017-12-01 | Yes
20239 | AM-SugarCreek WF Update | 22741 | AM-Sugar creek in-service | 2017-12-01 | Yes
18351 | 8420-AECC-Baltz Lake 03-01-2017 | 20729 | 8420-AECC-Baltz Lake 03-01-2017 | 2017-12-01 | Yes
20053 | EES 16-EGL-044 Menena 230 kV Ne | 22547 | Phase 1 | 2017-12-01 | Yes
23273 | 659_BEPC_Blaisdell_Plaza | 26088 | Blaisdell - Plaza 115 kV line | 2017-12-01 | Yes
22777 | ATC_(12284)_Z3A_J395_QuiltBlock | 26142 | ATC_(12284)_Z3A_J395_QuiltBlock | 2017-12-01 | Yes
18032 | EES 14-EGL-026 2nd Coly 500-230 | 20150 | 2nd Coly 500-230 autotransforme | 2017-12-01 | Yes
18250 | ITCM_8164_Ames-Barilla_Conv | 20508 | Ames-Barilla 69kV Conv | 2017-12-01 | Yes
20627 | SME_(9969)_2017_L42 L43 Rebuild | 23147 | SME_(9969)_2017_L42_L43 Rebuild | 2017-12-01 | Yes
18842 | XEL-8142-STONE-LAKE-TR-UPGRADE_ | 21257 | XEL-STONE-LAKE-TR-UPGRADE_R1 | 2017-12-01 | Yes
20133 | EES 16-ELL-004 North Norco Cap | 22628 | EES 16-ELL-004 North Norco Cap | 2017-12-01 | Yes
23282 | 659_BEPC_Judson_Tande_345 | 26097 | Judson - Tande 345 kV | 2017-12-02 | Yes
20626 | SME_(9957)_2017_Origis_Solar | 23148 | SME_(9957)_2017_Origis_Solar | 2017-12-02 | Yes
17899 | SMP-OWAT_ES-Gen add | 20013 | SMP-OWAT_ES-Gen add | 2017-12-04 | Yes
19161 | MRO16 WAPA_Spencer Xfmr&Cap_r20 | 21632 | WAPA_Spencer Xfmr_r2015 | 2017-12-30 | Yes
12054 | ITCT-4153-Toll Rd | 16917 | ITCT-4153-Toll Rd | 2017-12-30 | Yes
19188 | MRO15 652_WAPA NUkV1A | 21666 | MRO15 652_WAPA NUkV1A | 2017-12-30 | Yes
8404 | OTP_BSS_XFMR_BSP-BSS230 | 16985 | OTP_BSS_XFMR_BSP-BSS230 | 2017-12-30 | Yes
23286 | 659_BEPC_SWMinot_Berthold_Recon | 26101 | Reconductor SW Minot-Berthold 1 | 2017-12-30 | Yes
13445 | ITCM_3205_MVP_Lakefield-Huntley | 25763 | Lakefield-Huntley_345-161kV | 2017-12-30 | Yes
22004 | ITCM_11163_Devils_Creek | 24584 | ITCM 69kV Devils Creek Sub | 2017-12-31 | Yes
22397 | DEI-MTEP_7961-Fairview138RingBu | 24969 | DEI-MTEP_20225 - Ckt 13858 Upra | 2017-12-31 | Yes
20555 | DEI-MTEP_9888-Midfrk-DeerCrkJ_6 | 23061 | DEI-MTEP_21275-Midfrk-DeerCrkJ_ | 2017-12-31 | Yes
20554 | DEI-MTEP_9850-LebanonPrCrk69sub | 23060 | DEI-MTEP_21227-LebanonPrCrk69su | 2017-12-31 | Yes
20346 | ITCM_3053_KEOKUK_HYDRO_DOUBLE_C | 22853 | ITCM_3053_KEOKUK_HYDRO_DOUBLE_C | 2017-12-31 | Yes
20556 | DEI-MTEP_9889-Shrpsvl-KokSE_691 | 23062 | DEI-MTEP_21277-Shrpsvl-KokSE_69 | 2017-12-31 | Yes
20306 | ITCM_9664_Guthrie-WhitePoleRd-P | 22813 | ITCM_9664_Guthrie-WhitePoleRd-P | 2017-12-31 | Yes
20371 | ATC_(9954)_Z4_AM_Lost_Dauphin_T | 22880 | ATC_(9954)_Z4_AM_Lost_Dauphin_T | 2017-12-31 | Yes
22397 | DEI-MTEP_7961-Fairview138RingBu | 24970 | DEI-MTEP_20225 - Fairview 138kV | 2017-12-31 | Yes
21799 | ATC_(11223)_Z3B_T-D_REC_Townhal | 24637 | ATC_(11223)_Z3B_T-D_REC_Townhal | 2017-12-31 | Yes
20368 | ATC_(9958)_Z4_AM_East_Krok_T1_6 | 22877 | ATC_(9958)_Z4_AM_East_Krok_T1_6 | 2017-12-31 | Yes
22394 | 16-EMI-018 Wynndale Install Tra | 24966 | 16-EMI-018 Wynndale Install Tra | 2017-12-31 | Yes
20557 | DEI-MTEP_9905-Shrpsvl-WndflJct_ | 23063 | DEI-MTEP_21313-Shrpsvl-WndflJct | 2017-12-31 | Yes
20630 | MP-9625-Add_Nemadji | 23134 | MP-9625-Add_Nemadji | 2017-12-31 | Yes
20629 | MP-9624-Bear Creek 69-46 kV Tra | 23133 | MP-9624-Bear Creek 69-46 kV Tra | 2017-12-31 | Yes
20693 | ITCM_10303_Willaimsburg 161_Con | 23228 | ITCM_10303_Willaimsburg 161_Tem | 2017-12-31 | Yes
22769 | CIPCO-MRO-Coggon-SandSprings Co | 25403 | CIPCO-MRO-Coggon-SandSprings Co | 2017-12-31 | Yes
20695 | ATC_(3159)_Z3a_6927_TMBT-STG-69 | 23908 | ATC_(3159)_Z3a_6927_TMBT-STG-69 | 2017-12-31 | Yes
20588 | CE-9874-ColeCkRecon | 23094 | COLE CK - COLE CK J | 2017-12-31 | Yes
22354 | METC-CE-9875_joint_ratings-Chas | 24923 | METC-CE-9875_joint_ratings-Chas | 2017-12-31 | Yes
20591 | CE-9872-EdenvilleSRecon | 23097 | Edenville - Edenville J | 2017-12-31 | Yes
21910 | EES 16-EMI-014 Pelahatchie - Mo | 24459 | EES 16-EMI-014 Pelahatchie - Mo | 2017-12-31 | Yes
20609 | ITCM_10269_Lore-Hickory_Creek_1 | 23113 | Lore-Hickory Creek 161 | 2017-12-31 | Yes
22791 | WPSC-MISO-11023-J392+Upgrades | 25426 | WPSC-MISO-11023-J392+Upgrades | 2017-12-31 | Yes
9697 | ITCM_3638_Corydon_Sub_Rebuild | 11134 | Rebuild Coryon 69kV sub | 2017-12-31 | Yes
17568 | METC-4815-Verona-Calhoun_sag | 19637 | METC-4815-Verona-Calhoun_sag | 2017-12-31 | Yes
18252 | ITCM_8168_Doud-Ames_Conv_ph2 | 20510 | Doud-Ames_Conv_ph2 | 2017-12-31 | Yes
23179 | METC-9945-Hemphill_Trf4_Replace | 25935 | METC-9945-Hemphill_Trf4_Replace | 2017-12-31 | Yes
19669 | ATC_(3127)_Z3_NMA-CDL-345-kV | 22161 | ATC_(3127)_Z3_NMA-CDL-345-kV | 2017-12-31 | Yes
9443 | WPSC-3567_Hersey-Weidman Rebuil | 10715 | WPSC-3567_Hersey-Weidman Rebuil | 2017-12-31 | Yes
23178 | METC-4537-Airport_Station_Reloc | 25934 | METC-4537-Airport_Station_Reloc | 2017-12-31 | Yes
15881 | ITCT-4500-Carrigan | 17846 | ITCT-4500-Carrigan | 2017-12-31 | Yes
18677 | METC-8540_Claremont_to_Layton_s | 21082 | METC-8540_Claremont_to_Layton_s | 2017-12-31 | Yes
15858 | METC-4509-Argenta-Battle_Creek_ | 17823 | METC-4509-Argenta-Battle_Creek_ | 2017-12-31 | Yes
18674 | METC-8460-Hemphill_to_Sabine_sa | 21079 | METC-8460-Hemphill_to_Sabine_sa | 2017-12-31 | Yes
18251 | ITCM_8162_Ames-Doud_South_Ckt_p | 20509 | Ames-Doud South Ckt ph2 | 2017-12-31 | Yes
18029 | EES 14-ELL-021 Romeville Upgrad | 20146 | Romeville bay bus | 2017-12-31 | Yes
16511 | MPC-replace-Ulrich-xfmr | 18517 | MPC-replace-Ulrich-xfmr | 2017-12-31 | Yes
22855 | ITCM_3638_Corydon_Sub_Rebuild | 25522 | ITCM_3638_Corydon_Sub_Rebuild | 2017-12-31 | Yes
17918 | DEI-MTEP_7946-Speed-Jeffrsnvl13 | 20035 | DEI-MTEP_FAC-20197-Speed-Jeffrs | 2017-12-31 | Yes
17921 | DEI-MTEP_7882-7883-BlmRogers-Ne | 20038 | DEI-MTEP_FAC-20112-NewDowntown6 | 2017-12-31 | Yes
23567 | METC-4505-Bass_Creek-Sternberg | 26466 | METC-4505-Bass_Creek-Sternberg | 2017-12-31 | Yes
23576 | MISO-J426 | 26476 | Phase3 Engineering&Design | 2017-12-31 | Yes
17921 | DEI-MTEP_7882-7883-BlmRogers-Ne | 20040 | DEI-MTEP_FAC-20111-RogersSt-Dow | 2017-12-31 | Yes
17921 | DEI-MTEP_7882-7883-BlmRogers-Ne | 20041 | DEI-MTEP_FAC-20112-NewDowntown6 | 2017-12-31 | Yes
6598 | SIGE-MISO-Prj1788-StWendalltoMo | 7309 | SIGE-MISO-Fac3578-StWendalltoMo | 2017-12-31 | Yes
17921 | DEI-MTEP_7882-7883-BlmRogers-Ne | 20039 | DEI-MTEP_FAC-20111-DunnSt-Downt | 2017-12-31 | Yes
17993 | METC-4524-Emmet_to_Livingston_s | 20099 | METC-4524-Emmet_to_Livingston_s | 2017-12-31 | Yes
9317 | ITCM_3631_Rock_Creek-Mill_Creek | 10588 | Rebuild Rock Creek-Mill Creek 6 | 2017-12-31 | Yes
13446 | ITCM_3205_MVP_Huntley-Ledyard | 15320 | Huntley-Ledyard 345kV | 2017-12-31 | Yes
9433 | MP-2759-MISO-LaskinXFMRB | 14587 | MP-MISO-LaskinXFMRB.prj | 2017-12-31 | Yes
18004 | METC-8096-Gaines_to_Roosevelt_s | 20120 | METC-8096-Gaines_to_Roosevelt_s | 2017-12-31 | Yes
22798 | MPC-replace-Moranville-xfmr | 25433 | MPC-replace-Moranville-xfmr | 2017-12-31 | Yes
21228 | MP-MISO-Motleyareatopofix | 23777 | MP-MISO-Motleyareatopofix | 2018-01-01 | Yes
18227 | MP-MISO-Bison6 | 20484 | MP-MISO-Bison6 | 2018-01-01 | Yes
18177 | CE-FineLakeRecon | 20432 | FineLk to Bedford | 2018-01-02 | Yes
21366 | MH-MRO-2017WIN-Reactor | 23898 | MH-MRO-2017WIN-Reactor | 2018-01-15 | Yes
21915 | SPC-MRO-Chaplin-wind [16-04-07 | 24464 | SPC-MRO-Chaplin-wind1 | 2018-01-15 | Yes
21658 | SPC-MRO-KE-xfmr [16-03-04 11:07 | 24207 | SPC-MRO-KE-xfmr1 | 2018-01-15 | Yes
21660 | SPC-MRO-LY-xfmr [16-03-04 11:15 | 24209 | SPC-MRO-LY-xfmr1 | 2018-01-15 | Yes
21657 | SPC-MRO-KE-TA-line [16-03-04 11 | 24206 | SPC-MRO-KE-TA-line1 | 2018-01-15 | Yes
22381 | SPC-MRO-AB-WL-line [16-08-04 11 | 24950 | SPC-MRO-AB-WL-line1 | 2018-01-15 | Yes
21649 | SPC-MRO-Beauval [16-03-04 10:56 | 24198 | SPC-MRO-Beauval1 | 2018-01-15 | Yes
20734 | EES 16-EAI-018 Goodwin Rd NextE | 23250 | EES 16-EAI-018 Goodwin Rd NextE | 2018-01-30 | Yes
18114 | EES 15-EAI-007 Ricuskey-Stuttga | 20360 | 1 | 2018-01-30 | Yes
21259 | XEL-10045-LAKE-HAZELTINE-115 | 23791 | LAKE-HAZELTINE-115 | 2018-01-31 | Yes
19204 | DPC-projects-N8-Rebuild | 21682 | DPC-Projects-N8-Rebuild | 2018-02-02 | Yes
22844 | CE-NAdamsRecon | 25492 | NAdams - Moore Rd W | 2018-02-28 | Yes
15535 | SME_L56 Rebuild | 17463 | SME_L56 Rebuild | 2018-03-01 | Yes
19074 | ATC_(9081)_Z4_R-122_DePere-Glor | 22022 | ATC_(9081)_Z4_R-122_DePere-Glor | 2018-03-01 | Yes
17443 | MPC-add-Clearbrook-West | 19487 | MPC-add-Clearbrook-West | 2018-03-01 | Yes
23274 | 659_BEPC_ER_Alcestor-BigSprings | 26089 | Alcestor-BigSprings 69 | 2018-03-01 | Yes
23115 | CLEC_StMaryGenAdd [16-10-19 15: | 25824 | CLEC_StMaryGenAdd | 2018-03-01 | Yes
23279 | 659_BEPC_ER_Pierre-GreyGoose | 26094 | Pierre - Grey Goose 69 | 2018-03-01 | Yes
21320 | MPC-9649-Clearbrook-W-Tap | 23850 | MPC-9649-Clearbrook-W-Tap | 2018-03-02 | Yes
22463 | MPC-XXXXX-Non-Scal-CLBW | 25048 | MPC-XXXXX-Non-Scal-CLBW | 2018-03-05 | Yes
22563 | MPC-XXXXX-Remove-ClbkW-Load | 25201 | MPC-XXXXX-Remove-ClbkW-Load | 2018-03-06 | Yes
23553 | MPC-Recall9649-Clearbrook-W-Tap | 26442 | MPC-Recall9649-Clearbrook-W-Tap | 2018-03-07 | Yes
23416 | CLEC_MoveColumbianVoltagebus | 26270 | CLEC_MoveColumbianVoltagebus | 2018-03-09 | Yes
18683 | EES 15-EGL-017-01 LCTP New_Patt | 21088 | 15-EGL-017-01 | 2018-03-18 | Yes
18682 | EES 15-EGL-016 LCTP Rhodes 500 | 21087 | 15-EGL-016 | 2018-03-18 | Yes
18686 | EES 15-EGL-019 LCTP Carlyss-Sol | 21091 | 15-EGL-019 | 2018-03-18 | Yes
18684 | EES 15-EGL-017-02 LCTP Rhodes t | 21089 | 15-EGL-017-02 | 2018-03-18 | Yes
18685 | EES 15-EGL-017-03 LCTP New_500- | 21090 | 15-EGL-017-03 | 2018-03-18 | Yes
15145 | ATC_(3206)_Z4_BranchRiver_345kV | 17055 | ATC_(3206)_Z4_BranchRiver_345kV | 2018-03-23 | Yes
10329 | 2014-2023 COL12 WAPA MCDC | 11834 | 18SLL | 2018-03-30 | Yes
21692 | 2016-2026 WAPA-MRO MCDC | 24244 | 18SLL | 2018-03-30 | Yes
15646 | EES 14-EMI-002 Madison Co Imp P | 17615 | 1 | 2018-03-31 | Yes
6427 | ATC_(3096)_Z2_Inland_Seney-Blan | 23648 | ATC_(3096)_Z2_Inland_Seney-Blan | 2018-03-31 | Yes
22338 | CE-Particle | 24908 | Build Particle | 2018-04-01 | Yes
21688 | 652_MRO16 Groton South_WAPA | 24237 | 652_MRO16 Groton South_WAPA | 2018-04-01 | Yes
21399 | MH-MRO-react-on-18spr | 23932 | MH-MRO-react-on-18spr1 | 2018-04-01 | Yes
10362 | MH-MRO-react-on-18s | 11893 | MH-MRO-react-on-18s1 | 2018-04-01 | Yes
16008 | CE-LudingtonUpgrade | 17979 | Ludington Gen 6 Upgrade | 2018-04-03 | Yes
22888 | CE-WestBranchRecon | 25626 | St Helen J - Higgins | 2018-04-21 | Yes
23046 | METC-11683-Barnum_to_Alder_sag | 25738 | METC-11683-Barnum_to_Alder_sag | 2018-05-31 | Yes
22091 | METC-11243_Verona - Barnum Rebu | 24646 | METC-11243_Verona - Barnum Rebu | 2018-05-31 | Yes
21524 | METC-4537-FAUSSETTJ | 24073 | METC-4537-FAUSSETTJ | 2018-05-31 | Yes
18837 | XEL-4231-GALESVILLE_REBUILD_R3 | 21252 | XEL-GALESVILLE_REBUILD_R3 | 2018-05-31 | Yes
22258 | METC-2481-FORGV [16-07-12 15:22 | 24831 | METC-2481-FORGV | 2018-05-31 | Yes
22259 | METC-2486-HAKWDJ [16-07-12 15:2 | 24832 | METC-2486-HAKWDJ | 2018-05-31 | Yes
22511 | LBWL-ERICKSON CAP [16-09-07 17: | 25105 | LBWL-ERICKSON CAP | 2018-05-31 | Yes
5496 | WPSC-MISO-A_2770-GILMORE_INTERC | 8279 | WPSC-MISO-A-2770-Gilmore Interc | 2018-05-31 | Yes
22504 | LBWL-TRANS REINFORCEMENT | 25098 | LBWL-TRANS REINFORCEMENT | 2018-05-31 | Yes
12184 | METC-4537-Laperell | 13880 | METC-4537-Laperell | 2018-05-31 | Yes
18007 | METC-8144-Meyer | 23806 | METC-8144-Meyer | 2018-05-31 | Yes
23048 | METC-11704-Denso_to_Vrooman_sag | 25740 | METC-11704-Denso_to_Vrooman_sag | 2018-05-31 | Yes
16497 | ATC_(4728)_Z3_WP_UNI_AREA | 18503 | ATC_(4728)_Z3_WP_UNI_AREA | 2018-06-01 | Yes
10329 | 2014-2023 COL12 WAPA MCDC | 11835 | 18SUM | 2018-06-01 | Yes
20057 | EES 16-ELN-004 Cadeville Sub | 22551 | EES 16-ELN-003 Cadeville Sub | 2018-06-01 | Yes
13146 | EES 13-EAI-003 Monticello East- | 14980 | Monticello East to Reed 230kV N | 2018-06-01 | Yes
5734 | CE-2770-Gilmore_Dist | 6427 | CE Gilmore 69/Dist Sub | 2018-06-01 | Yes
22140 | DEI-MTEP_11343-LafSE-GenFoodsJc | 24682 | DEI-MTEP_21762-LafSE-GenFoodsJc | 2018-06-01 | Yes
21692 | 2016-2026 WAPA-MRO MCDC | 24245 | 18SUM | 2018-06-01 | Yes
15537 | SME_L58 Rebuild | 17465 | SME_L58 Rebuild | 2018-06-01 | Yes
21262 | ATC_(10643)_Z5_T-D_WEC_St-Marti | 23794 | ATC_(10643)_Z5_T-D_WEC_St-Marti | 2018-06-01 | Yes
15647 | EES 14-EMI-003 SW MS Improvemen | 17616 | 1 | 2018-06-01 | Yes
12189 | CE-4537-LAPERELL_DIST | 13885 | CE LAPERELL 138/Dist Sub | 2018-06-01 | Yes
21225 | BVRCH52G unit2 Uprate-End Suspe | 23774 | BVRCH52G unit Uprate | 2018-06-01 | Yes
13447 | ITCM_3205_MVP_Ledyard-Kossuth | 15321 | Ledyard-Kossuth 345kV | 2018-06-01 | Yes
15027 | EES 10-ELL-008 SELA_Coast_Impro | 16934 | EES_10-ELL-008_SELA_Coast_Impro | 2018-06-01 | Yes
21130 | ATC_(10563)Z5_T-D_WEC_Oakview_8 | 23716 | ATC_(10563)Z5_T-D_WEC_Oakview_8 | 2018-06-01 | Yes
15536 | SME_L57 Rebuild | 17464 | SME_L57 Rebuild | 2018-06-01 | Yes
15953 | EES_4639(14-ELL-006)_Ninemile-H | 17918 | 1 | 2018-06-01 | Yes
15948 | EES_4634(3-ELL-006)_Ninemile-We | 17913 | 1 | 2018-06-01 | Yes
21911 | EES 16-EMI-015 Morton - Forest( | 24460 | EES 16-EMI-015 Morton - Forest( | 2018-06-01 | Yes
16181 | SME_Spring Cottage Delivery Poi | 18173 | 2016_Spring Cottage Delivery Po | 2018-06-01 | Yes
15931 | EES 16-EAI-002 El Dorado 500-11 | 17896 | 1 | 2018-06-01 | Yes
10587 | CE-3299-FAUSSETT | 12143 | CE Faussett 138/Dist Sub | 2018-06-01 | Yes
15791 | MEC-MISO-3248-Rising Sun-NE 54t | 17771 | MEC-MISO-3248-Rising Sun-NE 54t | 2018-06-01 | Yes
10532 | CE-2481-FOREST_GROVE_DIST [12-0 | 12086 | CE Forest Grove 138/Dist Sub | 2018-06-01 | Yes
10583 | CE-2486-Haakwood [12-02-20 10:5 | 12139 | CE Haakwood 138/Dist Sub | 2018-06-01 | Yes
18001 | METC-8091-Donaldson_Creek_to_Wh | 20113 | METC-8091-Donaldson_Creek_to_Wh | 2018-06-01 | Yes
18748 | XEL-BLACK-DOG-6 | 21150 | XEL-BLACK-DOG-6 | 2018-06-01 | Yes
23156 | 16-EAI-017 Newport Ind Flicker | 25908 | 16-EAI-017 Newport Ind Flicker | 2018-06-01 | Yes
20192 | MEC-MTEP-9947-Polk City Sub | 22693 | MEC-MTEP-9947-Polk City Sub | 2018-06-01 | Yes
18705 | AMIL_TP857-9726-Fogartry_r1 | 22377 | AMIL_TP857-Fogartry_r1 | 2018-06-01 | Yes
18125 | EES 15-EGL-011 East Broad - For | 20379 | 1 | 2018-06-01 | Yes
20140 | EES 16-ETI-005 Kirbyville Cap B | 22635 | EES 16-ETI-002 Kirbyville Cap B | 2018-06-01 | Yes
18126 | EES 15-EGL-012 Contraband-Solac | 20380 | 1 | 2018-06-01 | Yes
23050 | METC-9422-Coldwater | 25774 | Newton_Cap | 2018-06-01 | Yes
18489 | DEI-NIPS-MTEP_2202-Greentown-Re | 20869 | DEI-NIPS-MTEP_4073-Reynolds765- | 2018-06-01 | Yes
18489 | DEI-NIPS-MTEP_2202-Greentown-Re | 20870 | DEI-MTEP_7286-Wabash-CntnrJct69 | 2018-06-01 | Yes
18489 | DEI-NIPS-MTEP_2202-Greentown-Re | 20866 | DEI-NIPS-MTEP_4074-Greentown-Re | 2018-06-01 | Yes
18489 | DEI-NIPS-MTEP_2202-Greentown-Re | 20868 | NIPS-Reynolds345Bus-AEPtoNIPSRe | 2018-06-01 | Yes
18245 | EES 15-ETEC-002 8208 LuceBayou | 20503 | 1 | 2018-06-01 | Yes
20427 | 10204-AECC-Hunter North 06-01-2 | 22929 | 10204-AECC-Hunter North 06-01-2 | 2018-06-01 | Yes
18489 | DEI-NIPS-MTEP_2202-Greentown-Re | 20871 | DEI-MTEP_7287-7288GreentownUpra | 2018-06-01 | Yes
22401 | METC-8066-Amber_to_Donaldson_Cr | 24974 | METC-8066-Amber_to_Donaldson_Cr | 2018-06-01 | Yes
20612 | ITCT-9685-Jacoob_to_St_Clair_sa | 23116 | ITCT-9685-Jacoob_to_St_Clair_sa | 2018-06-01 | Yes
20081 | EES 15-EGL-010 Replace both Sol | 22575 | EES 15-EGL-010 Replace both Sol | 2018-06-01 | Yes
18017 | METC-4508-Plaster_Creek_to_Broa | 20133 | METC-4508-Plaster_Creek_to_Broa | 2018-06-01 | Yes
20576 | DEI-MTEP_2873-DanvilleEast69-12 | 23082 | DEI-MTEP_5026-DanvilleEast69-12 | 2018-06-01 | Yes
18024 | ITCT-8094-Fitz_120 | 20141 | ITCT-8094-Fitz_120 | 2018-06-01 | Yes
18027 | METC-8090-Cornell_to_Blue_Water | 20144 | METC-8090-Cornell_to_Blue_Water | 2018-06-01 | Yes
20036 | EES 16-EAI-006 ELD East - ELD J | 22530 | EES 16-EAI-006 ELD East - ELD J | 2018-06-01 | Yes
20074 | EES 16-EMI-007 Greenville North | 22568 | EES 16-EMI-007 Greenville North | 2018-06-01 | Yes
20125 | EES 16-EGL-032 Repapco to Port | 22620 | EES 16-EGL-032 Repapco to Port | 2018-06-01 | Yes
18130 | EES 15-ELL-001 Terrebonne-Bayou | 21485 | EES 15-ELL-001 2018S Terrebonne | 2018-06-01 | Yes
20119 | EES 16-EGL-022 Port Barre 69 kV | 22614 | EES 16-EGL-022 Port Barre 69 kV | 2018-06-01 | Yes
20568 | DEI-MTEP_9897-RiverRidgeGateway | 23074 | DEI-MTEP_21295-RiverRidgeGatewa | 2018-06-01 | Yes
20093 | EES 16-EGL-004 Baker to Blount | 22588 | EES 16-EGL-004 Baker to Blount | 2018-06-01 | Yes
19765 | EES 15-ETI-014 Cleveland to Tar | 22257 | Phase 1 | 2018-06-01 | Yes
10620 | CE-ManitouBeachRbld | 12175 | CE Manitou Beach Rebuild | 2018-06-15 | Yes
21682 | ITCT-9362-State | 24231 | ITCT-9362-State | 2018-06-30 | Yes
22996 | ITCT-4567-Lark_9-30-16 | 25709 | ITCT-4567-Lark_9-30-16 | 2018-06-30 | Yes
22241 | ITCT-11604-J419 | 24813 | ITCT-11604-J419 | 2018-06-30 | Yes
12428 | IPL-3273-SW-StoutCT_Upgrade | 14212 | IPL_Southwest_StoutCT_Capacity_ | 2018-06-30 | Yes
14324 | MDU-3083-Dickinson_Loop | 16239 | West Dickinson-North Dickinson | 2018-07-01 | Yes
10329 | 2014-2023 COL12 WAPA MCDC | 11836 | 18SU70 | 2018-07-01 | Yes
10709 | MH-MRO-Bipole3 [09-02-20 09:14] | 12284 | MH-MRO-Bipole31 | 2018-07-01 | Yes
21385 | MDU-Merricourt-Ellendale_230Lin | 23918 | MDU-Merricourt-Ellendale_230Lin | 2018-07-01 | Yes
22576 | MDU-J316-Foxtail | 25214 | MDU-J316-Foxtail | 2018-07-01 | Yes
11913 | ATC_(3952)_Z4_NP_N_Appleton_T3_ | 13628 | ATC_(3952)_Z4_NP_N_Appleton_T3_ | 2018-07-13 | Yes
21999 | DEI-MTEP_7940-Bdfrd-Wrthngtn138 | 24575 | DEI-MTEP_FAC-20191-Bdfrd-HEOwen | 2018-07-31 | Yes
21999 | DEI-MTEP_7940-Bdfrd-Wrthngtn138 | 24576 | DEI-MTEP_FAC-20191-Bdfrd-CraneS | 2018-07-31 | Yes
21999 | DEI-MTEP_7940-Bdfrd-Wrthngtn138 | 24577 | DEI-MTEP_FAC-20191-HEOwen-HEBue | 2018-07-31 | Yes
21999 | DEI-MTEP_7940-Bdfrd-Wrthngtn138 | 24578 | DEI-MTEP_FAC-20191-HEBuenaVista | 2018-07-31 | Yes
20373 | ATC_(9934)_Z5_811_Loop_into_Rac | 22882 | ATC_(9934)_Z5_811_Loop_into_Rac | 2018-08-03 | Yes
21136 | ATC_(10603)_Z1_ACEC_T-D_Springw | 23689 | ATC_(10603)_Z1_ACEC_T-D_Springw | 2018-08-31 | Yes
23367 | MEC-MTEP-12723-J499 POI Sub | 26191 | MEC-MTEP-12723-J499 POI Sub | 2018-09-01 | Yes
23278 | 659_BEPC_ER_Hanlon-Fodness_69to | 26093 | ER Hanlon - Fodness conversion | 2018-09-01 | Yes
23281 | 659_BEPC_ER_SiouxFalls115kV_mod | 26096 | Sioux Falls area 115kV Modifica | 2018-09-01 | Yes
21606 | Aberdeen City-Industrial Park 1 | 24164 | Aberdeen City-Industrial Park 1 | 2018-09-01 | Yes
19233 | XEL-10288-OSPREY-69KV-EXPANSION | 21718 | XEL-OSPREY-69KV-EXPANSION-R1 | 2018-09-01 | Yes
8841 | NWPS Redfield-BTap-HuronWestPar | 9976 | Redfield-BTap-HuronWestPark-115 | 2018-09-01 | Yes
23280 | 659_BEPC_ER_RobertsCo | 26095 | Roberts Co 115 kV tap | 2018-09-02 | Yes
20328 | ITCM_9665_PCI-Oak_Hill_Conversi | 22836 | ITCM_9665_PCI-Oak_Hill_Conversi | 2018-10-01 | Yes
23368 | MEC-MISO-J499 Arbor Hill | 26192 | MEC-MISO-J499 Arbor Hill | 2018-10-01 | Yes
19185 | MRO15 WAPA FA KY3A retire | 21663 | MRO15 WAPA FA KY3A retire | 2018-10-01 | Yes
16916 | GRE-BCC-ElkRiverToMMPA | 18942 | GRE-BCC-ElkRiverToMMPA | 2018-10-01 | Yes
22316 | XEL-G261-11644 WILMARTH-SWAN LK | 24896 | XEL-G261 WILMARTH-SWAN LK UPRAT | 2018-10-01 | Yes
19764 | EES 15-ELL-005 Waterford to Vac | 22256 | Phase 1 | 2018-10-31 | Yes
18835 | XEL-3797-MAPLE_RIVER-RED_RIVER_ | 21250 | XEL-MAPLE_RIVER-RED_RIVER_2ND_C | 2018-10-31 | Yes
7048 | MH-MRO-Stanley-add-bk1 | 7816 | MH-MRO-Stanley-add-bk11 | 2018-10-31 | Yes
19253 | AMIL-2248-MVP7_Zackary-Ottumwa | 21743 | AMIL-MISO-2248-TP557_ZackaryTX | 2018-11-15 | Yes
20832 | AMIL-3169-MISO-MVP10-Austin-Pan | 23361 | AMIL-MISO-3169-MVP10-Austin-Pan | 2018-11-15 | Yes
19253 | AMIL-2248-MVP7_Zackary-Ottumwa | 21744 | AMIL-MISO-2248-TP556_Zackary-Ot | 2018-11-15 | Yes
21807 | EES 16-EMI-016 Norrel Road 230 | 24355 | EES 16-EMI-016 Norrel Road 230 | 2018-11-15 | Yes
17263 | ITCM_2248_MVP_Ottumwa_TEQ | 19283 | Ottumwa_345kV_TEQ | 2018-11-15 | Yes
22582 | AMIL-2237-MVP11-Pana-Mt.Zion-Ka | 25226 | AMIL-MISO-2237-MVP11-Mt.Zion-Ka | 2018-11-15 | Yes
15812 | AMIL-3022-MVP16-Fargo-Sandburg | 17777 | AMIL-3022-MVP16-Fargo-Galesburg | 2018-11-15 | Yes
22582 | AMIL-2237-MVP11-Pana-Mt.Zion-Ka | 25225 | AMIL-MISO-2240-Kansas-SugarCree | 2018-11-15 | Yes
9653 | AMIL-MISO-3170-MVP8-Zackary-May | 11092 | AMIL-MISO-3170-MVP8-Adair-Palmy | 2018-11-20 | Yes
21613 | XEL-8113-WARD_COUNTY_230kV-R2 | 24171 | XEL-WARD_COUNTY_230kV-R2 | 2018-11-30 | Yes
18523 | AMIL-PPI7881A Fishhook bus | 20926 | AMIL-PPI7881A Fishhook bus | 2018-11-30 | Yes
23163 | XEL-4697-SPK-LAJ-RECONDUCTOR_P2 | 25915 | XEL-SPK-LAJ-RECONDUCTOR_P2 | 2018-11-30 | Yes
21692 | 2016-2026 WAPA-MRO MCDC | 24246 | 18WI | 2018-11-30 | Yes
18031 | EES 14-ELL-020 Panama: Bagatell | 20149 | Bagatelle - Sorrento cut-in | 2018-12-01 | Yes
16501 | ATC_(4732)_Z4_Ogden_St_Networki | 18507 | ATC_(4732)_Z4_Ogden_St_Networki | 2018-12-01 | Yes
23140 | EES_10588(16-ELL-010-3) Ninemil | 25847 | EES 16-ELL-010-3 Ninemile-Barat | 2018-12-01 | Yes
20065 | EES 16-ELN-010 Hodge 230 kV Sub | 22559 | EES 16-ELN-010 Hodge 230 kV Sub | 2018-12-01 | Yes
21142 | EES_10588(16-ELL-010-1)_Fleur 2 | 23695 | EES 16-ELL-010-1 Fleur 230 kV s | 2018-12-01 | Yes
13304 | MEC-MISO-3249-eastAltoonaBondur | 15138 | MEC-MISO-3249-eastAltoonaBondur | 2018-12-01 | Yes
16796 | AMIL-2993-TP197-Cahokia-Dupo-Bu | 18807 | AMIL-2993-TP197-Cahokia-Dupo-Bu | 2018-12-01 | Yes
20148 | EES 16-ETI-016 Helbig 230 recon | 22643 | EES 16-ETI-016 Helbig 230 recon | 2018-12-01 | Yes
20502 | ITCM_10022_CR_Mt_Vernon_69_kV_C | 23728 | CR_Mt_Vernon_69_kV_Conversion P | 2018-12-01 | Yes
21564 | DTE-4287-Hilton_Road_Phase_2 | 24114 | DTE-4287-Hilton_Road_Phase_2 | 2018-12-01 | Yes
15847 | ITCM_4459_East_IA_Ph_3_Marion-A | 22167 | Convert Radio to Amber to 69kV | 2018-12-01 | Yes
20070 | EES 16-EMI-001 Harper SS | 22564 | EES 16-EMI-001 Harper SS | 2018-12-01 | Yes
20054 | EES 16-EGL-042 Sadie 230 kV New | 22548 | Phase 1 | 2018-12-01 | Yes
20097 | EES 16-EGL-006 Harelson to Line | 22592 | EES 16-EGL-006 Harelson to Line | 2018-12-01 | Yes
18039 | EES 14-EGL-027 and 14-ELL-019 R | 20161 | New Richardson Substation | 2018-12-01 | Yes
22069 | AM_TP815_7825_Hilgard Substatio | 24622 | AM_TP815_7825_Hilgard Substatio | 2018-12-01 | Yes
20139 | EES 16-ETI-002 Pintal Sub | 22634 | EES 16-ETI-002 Pintal Sub | 2018-12-01 | Yes
20331 | ITCM_9666_EmeraldIsle-Beverly_C | 22855 | EmeraldIsle-Beverly Conversion | 2018-12-01 | Yes
18039 | EES 14-EGL-027 and 14-ELL-019 R | 20162 | Richardson - Iberville 230 kV | 2018-12-01 | Yes
21143 | EES 16-ELL-010-2 Fleur 230 kV C | 23696 | EES 16-ELL-010-2 Fleur 230 kV C | 2018-12-03 | Yes
18482 | GRE-7884-RvrvRd | 20859 | rvrvrd | 2018-12-10 | Yes
18145 | EES 15-ETI-008 Ranch 230 kV Sub | 20400 | 1 | 2018-12-15 | Yes
11920 | ATC_(3679)_Z4_NP_NorthAppleton- | 13638 | ATC_(3679)_Z4_NP_NorthAppleton- | 2018-12-25 | Yes
11919 | ATC_(3952)_Z4_NP_NorthAppleton- | 13637 | ATC_(3952)_Z4_NP_NorthAppleton- | 2018-12-28 | Yes
20641 | METC-10323-WAGNER | 25741 | METC-10323-WAGNER | 2018-12-30 | Yes
23499 | SIGE-MTEP-Proj_9946_Adams_Sub_D | 26376 | SIGE-MTEP-Proj_9946_Adams_Sub_D | 2018-12-31 | Yes
22783 | WPSC-MISO-9899-Redwood-Scottvil | 25417 | WPSC-MISO-9899-Redwood to Scott | 2018-12-31 | Yes
23500 | SIGE-MTEP-Proj_9952_Berry_Sub_L | 26377 | SIGE-MTEP-Proj_9952_Berry_Sub_L | 2018-12-31 | Yes
23520 | MEC-MTEP-12503-Prairie City-Mon | 26400 | MEC-MTEP-12503-Prairie City-Mon | 2018-12-31 | Yes
23047 | METC-11684-Alder_to_Wagner_sag | 25739 | METC-11684-Alder_to_Wagner_sag | 2018-12-31 | Yes
22657 | DEI-MTEP_7911-Frkfrt69RingBus | 25305 | DEI-MTEP_20155-Frkfrt69RingBus | 2018-12-31 | Yes
22088 | PPI-7881-FISHHOOK-PITSFIELD_138 | 24643 | FISHHOOK-PITTSFIELD 138 | 2018-12-31 | Yes
22888 | CE-WestBranchRecon | 25625 | St Helen J - Fairview J part 2 | 2018-12-31 | Yes
20337 | ITCM_9714_Doud_Lyon_69kV_Conver | 22845 | ITCM_9714_Doud_Lyon_69kV_Conver | 2018-12-31 | Yes
20309 | METC-9695-Bullock | 22816 | METC-9695-Bullock | 2018-12-31 | Yes
20354 | METC-9705-Alma-Regal_2_Sag | 22862 | METC-9705-Alma-Regal_2_Sag | 2018-12-31 | Yes
6599 | SIGE-MISO-Prj1789-BoonvilleLoop | 7310 | SIGE-MISO-Fac3579-BoonvilleLoop | 2018-12-31 | Yes
20358 | METC-9876-Karn-Manning_Sag | 22867 | METC-9876-Karn-Manning_Sag | 2018-12-31 | Yes
18660 | ITCM_8088_Hiawatha_161kV_Cap | 21065 | Hiawatha 161kV | 2018-12-31 | Yes
18215 | METC-8118-Beecher_to_Samaria_Re | 20472 | METC-8118-Beecher_to_Samaria_Re | 2018-12-31 | Yes
18840 | XEL-8107-YANKEE-CUTOVER_R1 | 21255 | XEL-YANKEE-CUTOVER_R1 | 2018-12-31 | Yes
19670 | ATC_(3127)_Z3_BGG-NMA-345-kV | 22162 | ATC_(3127)_Z3_BGG-NMA-345-kV | 2018-12-31 | Yes
19463 | METC-T094 Covert [15-05-05 14:5 | 21985 | METC-T094 Covert Phase 2 | 2018-12-31 | Yes
20619 | ITCT-9902-Sterling_ring_bus | 23123 | ITCT-9902-Sterling_ring_bus | 2018-12-31 | Yes
20618 | ITCT-9900-River_Rouge_to_Ironto | 23122 | ITCT-9900-River_Rouge_to_Ironto | 2018-12-31 | Yes
20621 | ITCT-10270-Apache_to_Seneca_sag | 23125 | ITCT-10270-Apache_to_Seneca_sag | 2018-12-31 | Yes
20640 | ITCM_9985_Newhall-Willaimsburg | 23144 | Newhall-Willaimsburg 161 | 2018-12-31 | Yes
20622 | ITCT-Sterling_relay_upgrade | 23126 | ITCT-9999-Sterling_relay_upgrad | 2018-12-31 | Yes
21139 | LUS-MISO-Northeast_Station | 23692 | Northeast_Station | 2018-12-31 | Yes
20362 | ITCM_9907_SUMMIT-DOVRAY_69kV_RE | 22871 | ITCM_9907_SUMMIT-DOVRAY_69kV_RE | 2018-12-31 | Yes
20366 | ITCM_9901_MT_AYR_SUB_REBUILD | 22875 | ITCM_9901_MT_AYR_SUB_REBUILD | 2018-12-31 | Yes
20613 | ITCT-9692-Seneca_to_Spokane_sag | 23117 | ITCT-9692-Seneca_to_Spokane_sag | 2018-12-31 | Yes
20561 | DEI-MTEP_9926-Spelterville138-3 | 23067 | DEI-MTEP_21338-Spelterville138- | 2018-12-31 | Yes
9643 | ITCM_3630_Adams-Stewartville_Jc | 11077 | Adams-Stewartville Jct 69kV | 2018-12-31 | Yes
17937 | DEI-MTEP_7974-LafArea23027and13 | 20061 | DEI-MTEP_FAC-20237-Attica-Laf23 | 2018-12-31 | Yes
16373 | ITCM_3213_MVP_Ledyard-Colby | 18371 | Ledyard-Colby 345kV | 2018-12-31 | Yes
17937 | DEI-MTEP_7974-LafArea23027and13 | 20062 | DEI-MTEP_FAC-20237-Laf230-Hagrt | 2018-12-31 | Yes
17937 | DEI-MTEP_7974-LafArea23027and13 | 20064 | DEI-MTEP_FAC-20237-Hagrty-SIA13 | 2018-12-31 | Yes
17937 | DEI-MTEP_7974-LafArea23027and13 | 20063 | DEI-MTEP_FAC-20237-LafSE-SIA138 | 2018-12-31 | Yes
12054 | ITCT-4153-Toll Rd | 20049 | ITCT-4153-SVC | 2018-12-31 | Yes
21690 | ITCT-9362-Apex | 24239 | ITCT-9362-Apex | 2018-12-31 | Yes
15825 | METC-2810-Delhi-Canal Jct_Rebui | 17790 | METC-2810-Delhi-Canal Jct_Rebui | 2018-12-31 | Yes
15993 | ITCM_4468_Hazleton-Oelwein_69_R | 17959 | Hazleton-Oelwein_69_Rbld | 2018-12-31 | Yes
15947 | WPSC-MISO-4385-Burnips_Fairview | 17912 | WPSC-MISO-4385-Burnips_Fairview | 2018-12-31 | Yes
18019 | METC-8077-Alma-Vestaburg_Rebuil | 20135 | METC-8077-Alma-Vestaburg_Rebuil | 2018-12-31 | Yes
18093 | WPSC-MISO-4084-North Shade to V | 20319 | North Shade to Vestaburg Rebuil | 2018-12-31 | Yes
18087 | SIGE-MISO-Prj4391-PigeonCreekCa | 20313 | SIGE-MISO-Fac8408-PigeonCreekCa | 2018-12-31 | Yes
18021 | DEI-MTEP_7982-Advance-Dover6913 | 20137 | DEI-MTEP_FAC-20251-Advance-Dove | 2018-12-31 | Yes
9644 | ITCM_3640_Belmond-Meservey_Tap_ | 11078 | Belmond-NBelmond T-MeserveyT 69 | 2018-12-31 | Yes
18006 | METC-8121-Hackett_to_Laundra_sa | 20122 | METC-8121-Hackett_to_Laundra_sa | 2018-12-31 | Yes
18009 | METC-8124-Argenta-Morrow_Rebuil | 20125 | METC-8124-Argenta-Morrow_Rebuil | 2018-12-31 | Yes
17994 | METC-4506-Four_Mile_to_Wealthy_ | 20100 | METC-4506-Four_Mile_to_Wealthy_ | 2018-12-31 | Yes
10329 | 2014-2023 COL12 WAPA MCDC | 11837 | 18WIN | 2019-01-01 | Yes
22506 | LBWL-18CENTRAL [16-09-07 15:25] | 25100 | LBWL-18CENTRAL | 2019-01-01 | Yes
17265 | XEL-G929-MONTICELLO_PMAX_UPGRAD | 19285 | XEL-G929-MONTICELLO_PMAX_UPGRAD | 2019-01-01 | Yes
21590 | DPC-projects-N153-Rebuild | 24146 | DPC-Projects-N153-Rebuild | 2019-01-04 | Yes
10358 | MH-MRO-react-off-18w | 11889 | MH-MRO-react-off-18w1 | 2019-01-15 | Yes
22282 | SPC-MRO-GAIA-wind [16-07-18 17: | 24856 | SPC-MRO-GAIA-wind1 | 2019-01-15 | Yes
21916 | SPC-MRO-ML-xfmr [16-04-07 11:57 | 24465 | SPC-MRO-ML-xfmr1 | 2019-01-15 | Yes
21395 | MH-MRO-react-off-18w | 23928 | MH-MRO-react-off-18w1 | 2019-01-15 | Yes
21646 | SPC-MRO-B4P-line [16-03-04 10:5 | 24195 | SPC-MRO-B4P-line1 | 2019-01-15 | Yes
21669 | SPC-MRO-PQ-SW-rfmt [16-03-04 11 | 24218 | SPC-MRO-PQ-SW-rfmt1 | 2019-01-15 | Yes
21655 | SPC-MRO-Halbrite-East [16-03-04 | 24204 | SPC-MRO-Halbrite-East1 | 2019-01-15 | Yes
23504 | DTE-9362-Apex | 26381 | DTE-9362-Apex | 2019-01-29 | Yes
9153 | ATC_(3510)_Z5_SB_AM_671K61_MUK- | 19837 | ATC_(3510)_Z5_SB_AM_671K61_MUK- | 2019-01-30 | Yes
20660 | XEL-10074-AIRPORT-ROGERS-LAKE-R | 23166 | XEL-AIRPORT-ROGERS-LAKE-REBUILD | 2019-02-15 | Yes
23338 | 659_BEPC_DemicksLake | 26153 | Demicks Lake 115 kV | 2019-03-01 | Yes
15573 | ATC_(4421)_Z3_T-D_ALTE_WIB | 17513 | ATC_(4421)_Z3_T-D_ALTE_WIB | 2019-03-01 | Yes
16008 | CE-LudingtonUpgrade | 17978 | Ludington Gen 3 Upgrade | 2019-03-12 | Yes
13341 | MH-MRO-react-on-19spr | 15203 | MH-MRO-react-on-19spr1 | 2019-04-01 | Yes
23370 | MEC-MTEP-12725-J500 POI Sub | 26194 | MEC-MTEP-12725-J500 POI Sub | 2019-04-01 | Yes
10346 | MH-MRO-2nd-dorsey-portS-line | 11858 | MH-MRO-2nd-dorsey-portS-line1 | 2019-04-30 | Yes
8550 | MH-MRO-PdB-Whsl-115line_Jan28_2 | 21147 | MH-MRO-PdB-Whsl-115line_Jan28_2 | 2019-04-30 | Yes
8520 | MH-MRO-Souris-East-Bank2 | 9591 | MH-MRO-Souris-East-Bank21 | 2019-04-30 | Yes
16083 | GRE-4380-Priam_115_69_R4 | 24473 | GRE-4380-Priam_115_69_R4 | 2019-05-01 | Yes
22441 | XEL-10076-WEST_ST_CLOUD_TO_MILL | 25010 | XEL-WEST_ST_CLOUD_TO_MILLWOOD-6 | 2019-05-01 | Yes
18691 | EES 11-EAI-015 rebuild JimHill- | 21096 | 11-EAI-015 | 2019-05-01 | Yes
23568 | ITCT-3285-SHOAL-CAP | 26468 | ITC-3285-SHOAL-CAP | 2019-05-01 | Yes
21845 | DTE-9362-State | 24397 | DTE-9362-State | 2019-05-01 | Yes
18450 | AMIL_TP719_4345_GiffordSub | 20832 | AMIL_TP719_4345_GiffordSub | 2019-05-22 | Yes
22492 | DEI-Fairview-Ghent Tie Upgrade | 25083 | DEI-Fairview-Ghent Tie Upgrade | 2019-05-30 | Yes
20112 | EES 16-EGL-014 SWLA69IP Compton | 22607 | EES 16-EGL-014 SWLA69IP Compton | 2019-06-01 | Yes
7968 | DEM-MTEP_3386-CrmlSprngmlToHort | 8934 | 6259-CrmlSprngmlToHortnvl69 | 2019-06-01 | Yes
18111 | EES 15-EAI-004 Mayflower - Morg | 20357 | 1 | 2019-06-01 | Yes
20091 | EES 15-ETI-023 China to Stowell | 22586 | EES 15-ETI-023 China to Stowell | 2019-06-01 | Yes
20123 | EES 16-EGL-028 Lowe Grout Rd 13 | 22618 | EES 16-EGL-028 Lowe Grout Rd 13 | 2019-06-01 | Yes
18642 | ATC_(8640)_Z4_SB_City_Limits_13 | 21047 | ATC_(8640)_Z4_SB_City_Limits_13 | 2019-06-01 | Yes
19690 | DEI-MTEP_9246-LafSE-LafSjct2_13 | 22180 | DEI-MTEP_20849-LafSE-LafSjct2_1 | 2019-06-01 | Yes
20149 | EES 16-ETI-017 Stowell to Himex | 22644 | EES 16-ETI-017 Stowell to Himex | 2019-06-01 | Yes
18185 | CE-HammondRdRecon | 20441 | Acme to O-AT-KA | 2019-06-01 | Yes
20122 | EES_9791(16-EGL-027)_Thompson R | 22617 | EES 16-EGL-027 Thompson Rd 230 | 2019-06-01 | Yes
9068 | DEM-MISO-2154-CarmelRohrerRd69k | 10273 | DEM-MISO-2942-CarmelRohrerRd69k | 2019-06-01 | Yes
19499 | XEL-3769-MANKATO_TC_THROUGHFLOW | 22024 | XEL-3769-MANKATO_TC_THROUGHFLOW | 2019-06-01 | Yes
15532 | SME_L61B Rebuild | 18172 | 2015_L61B Rebuild | 2019-06-01 | Yes
22318 | EES 16-ETI-001 Bryan Autos | 24887 | EES 16-ETI-001 Bryan Autos | 2019-06-01 | Yes
17579 | ATC_(7583)_Z3_AM_Y-124_LOR-BOS_ | 19648 | ATC_(7583)_Z3_AM_Y-124_LOR-BOS_ | 2019-06-01 | Yes
20903 | ATC_(10484)_Z4_T-D_WPS_Eaton_M- | 23412 | ATC_(10484)_Z4_T-D_WPS_Eaton_M- | 2019-06-01 | Yes
20900 | EES 15-ETI-025 WREP Leach to Ne | 23409 | EES 15-ETI-025 WREP Leach to Ne | 2019-06-01 | Yes
20652 | EES 16-ELL Gypsy_CCGT | 23158 | Gypsy_CCGT | 2019-06-01 | Yes
18855 | XEL-4305-SW-MN-REACTOR_R2-P2 | 21270 | XEL-4305-SW-MN-REACTOR_R2-P2 | 2019-06-03 | Yes
23357 | MEC-MISO-J501 Plum Creek | 26186 | MEC-MISO-J501 Plum Creek | 2019-06-03 | Yes
23371 | MEC-MISO-J500 Orient | 26195 | MEC-MISO-J500 Orient | 2019-06-03 | Yes
17757 | ATC_(3510)_Z5_SB_AM_3013_EDW-ST | 19838 | ATC_(3510)_Z5_SB_AM_3013_EDW-ST | 2019-06-15 | Yes
22991 | ITCM_12167_J416_Quinn_345kV | 25704 | J416_Quinn_345kV_SS and radial | 2019-07-01 | Yes
8515 | MH-MRO-let-stvital-230lin [11-0 | 9586 | MH-MRO-let-stvital-230lin1 | 2019-07-31 | Yes
23381 | DPC-projects-N4RebuildSouthPNL | 26208 | DPC-Projects-N4RebuildSouthPNL | 2019-08-09 | Yes
6579 | GRE-2670-SCHUSTERLAKE_115_41_R1 | 22125 | GRE-2670-SCHUSTERLAKE_115_41_R1 | 2019-08-28 | Yes
18709 | ATC_(8660)_Z5_T-D_WEC_Somers | 21109 | ATC_(8660)_Z5_T-D_WEC_Somers | 2019-09-01 | Yes
22392 | DTE-3284-Detroit_Wastewater_219 | 24964 | DTE-3284-Detroit_Wastewater_rev | 2019-09-01 | Yes
10347 | MH-MRO-Ashern-add-bk3 [12-02-12 | 11859 | MH-MRO-Ashern-add-bk31 | 2019-09-28 | Yes
9175 | OTP_2220_BSS-Ellendale 345 | 18661 | BSS-Ellendale 345 | 2019-09-30 | Yes
8404 | OTP_BSS_XFMR_BSP-BSS230 | 17773 | OTP_BSS_XFMR_Updates | 2019-09-30 | Yes
19691 | MH-MRO-SW_WPG | 22182 | SW_WPG2 | 2019-10-01 | Yes
17583 | ATC_(7602)_Z1_M-13_Kelly-Bunker | 19652 | ATC_(7602)_Z1_M-13_Kelly-Bunker | 2019-10-31 | Yes
18198 | MP-7910-5LUpgrade | 20454 | MP-7910-5LUpgrade | 2019-11-01 | Yes
20663 | XEL-10069-TWIN-CREEK-69KV | 23169 | XEL-TWIN-CREEK-69KV | 2019-11-01 | Yes
17584 | ATC_(7603)_Z1_M-13_Reinforcemen | 19653 | ATC_(7603)_Z1_M-13_Reinforcemen | 2019-11-01 | Yes
18814 | MH-MRO-PdB-Install_Bank_8 | 21213 | MH-MRO-PdB-Install_Bank_81 | 2019-11-30 | Yes
17303 | MH-MRO-Keeyask-Plant-Addition(R | 20000 | MH-MRO-Keeyask-Plant-Addition(R | 2019-11-30 | Yes
20103 | EES 16-EGL-012-1 SWLA69IP Jeffe | 22598 | EES 16-EGL-012-1 SWLA69IP Jeffe | 2019-12-01 | Yes
23516 | XEL-8149-BAYFIELD_LOOP_34.5_KV_ | 26396 | XEL-BAYFIELD_LOOP_34.5_KV_P1_R1 | 2019-12-01 | Yes
20104 | EES 16-EGL-012-2 SWLA69IP CWels | 22599 | EES 16-EGL-012-2 SWLA69IP CWels | 2019-12-01 | Yes
15982 | EES 12-EAI-014 Mabelvale - Brya | 23253 | Upgrade Bryant - Bryant S 115 | 2019-12-01 | Yes
18356 | 8402-AECC-Camden West 06-01-201 | 20734 | 8402-AECC-Camden West 06-01-201 | 2019-12-01 | Yes
17825 | MEC-MTEP-8020-Pleasant Corner-B | 19925 | MEC-MTEP-8020-Pleasant Corner-B | 2019-12-01 | Yes
19870 | ATC_(9423)_Z1_AM_Rebuild_B-106_ | 22364 | ATC_(9423)_Z1_AM_Rebuild_B-106_ | 2019-12-01 | Yes
15305 | XEL-4224-IRONWOOD-SW-REPLACEMEN | 17213 | XEL-IRONWOOD-SW-REPLACEMENT_R3 | 2019-12-01 | Yes
15982 | EES 12-EAI-014 Mabelvale - Brya | 23252 | Upgrade Mabelvale - Bryant 115 | 2019-12-01 | Yes
20137 | EES 16-ENO-001 Patterson-Pontch | 22632 | EES 16-ENO-001 Patterson-Pontch | 2019-12-01 | Yes
20372 | ATC_(9961)_Z3A_AM_Nelson_Dewey_ | 23292 | ATC_(9961)_Z3A_AM_Nelson_Dewey_ | 2019-12-01 | Yes
22589 | AM_TP939_11948_Miles substation | 25239 | AM_TP939 Miles substation | 2019-12-01 | Yes
21174 | ITCM_10022_CR_Mt_Vernon_69_kV_C | 23729 | CR_Mt_Vernon_69_kV_Conversion P | 2019-12-01 | Yes
20142 | EES 16-ETI-008 Raywood to Daise | 22637 | EES 16-ETI-008 Raywood to Daise | 2019-12-01 | Yes
20105 | EES 16-EGL-012-3 SWLA69IP JeffD | 22600 | EES 16-EGL-012-3 SWLA69IP JeffD | 2019-12-03 | Yes
20106 | EES 16-EGL-012-4 SWLA69IP DC Je | 22601 | EES 16-EGL-012-4 SWLA69IP DC Je | 2019-12-04 | Yes
20107 | EES 16-EGL-012-5 SWLA69IP Derou | 22602 | EES 16-EGL-012-5 SWLA69IP Derou | 2019-12-05 | Yes
20108 | EES 16-EGL-012-6 SWLA69IP Lawta | 22603 | EES 16-EGL-012-6 SWLA69IP Lawta | 2019-12-06 | Yes
20109 | EES 16-EGL-012-7 SWLA69IP Welsh | 22604 | EES 16-EGL-012-7 SWLA69IP Welsh | 2019-12-07 | Yes
20110 | EES 16-EGL-012-8 SWLA69IP CWels | 22605 | EES 16-EGL-012-8 SWLA69IP CWels | 2019-12-08 | Yes
20662 | XEL-10289-ELMWOOD-EAU-GALLE-REB | 23168 | XEL-ELMWOOD-EAU-GALLE-REBUILD-P | 2019-12-15 | Yes
20066 | EES 16-EGL-043 Big Lake 230 kV | 22560 | Phase 1 | 2019-12-15 | Yes
23285 | 659_BEPC_Roundup_KummerRidge | 26100 | 345 kV line | 2019-12-30 | Yes
10104 | ATC_(3808)_Z3B_Bain-Spring_Vall | 11583 | ATC_(3808)_Z3B_Bain-Spring_Vall | 2019-12-30 | Yes
12186 | ITCM_4115_Fletcher_Sub | 13882 | New Fletcher 161-69kV Sub | 2019-12-30 | Yes
6494 | ITCM_3057_West_Branch_Load_shif | 7201 | Rebuild & convert Moscow & New | 2019-12-31 | Yes
20614 | ITCT-9884-Belle_River_to_Pontia | 23118 | ITCT-9884-Belle_River_to_Pontia | 2019-12-31 | Yes
9756 | DEM-MTEP_3542-NCIngersoll69Sub | 11208 | DEM-MTEP_6611-NCIngersoll69Sub | 2019-12-31 | Yes
20334 | ITCM_9668_CR-North_Liberty-Hill | 22842 | ITCM-CR-North Liberty Phase 1 | 2019-12-31 | Yes
23138 | SIGE-MISO-Prj_1784-Jasper-Victo | 25845 | SIGE-MISO-Prj_1784-Jasper-Victo | 2019-12-31 | Yes
20305 | METC-3133-Bell-Cornell_Rebld | 22802 | METC-3133-Bell-Cornell_Rebld | 2019-12-31 | Yes
20408 | METC-9932-Karn-Saginaw_Rvr_Rebl | 22918 | METC-9932-Karn-Saginaw_Rvr_Rebl | 2019-12-31 | Yes
15990 | ITCM_4467_Fairbank-Oelwein_69_R | 17956 | Fairbank-Oelwein_69_Rbld | 2019-12-31 | Yes
20617 | ITCT-9887-Pontiac_to_Wixom_345_ | 23121 | ITCT-9887-Pontiac_to_Wixom_345_ | 2019-12-31 | Yes
21115 | NIPS-3203-Reynolds_BurrOak_Hipl | 23666 | MVP12 Part2 | 2019-12-31 | Yes
21115 | NIPS-3203-Reynolds_BurrOak_Hipl | 23668 | MVP12 Part4 | 2019-12-31 | Yes
18191 | DTE-7891-Stone_Pool_Phase_2 [14 | 20447 | DTE-7891-Stone_Pool_Phase_2 | 2019-12-31 | Yes
21140 | LUS-MISO-Northeast-Peck Line | 23693 | Northeast-Peck Line | 2019-12-31 | Yes
20369 | ATC_(9977)_Z4_AM_J-88_CAF-FOH-G | 22878 | ATC_(9977)_Z4_AM_J-88_CAF-FOH-G | 2019-12-31 | Yes
20363 | ITCM_9908_DOVRAY-FULDA_JCT_69kV | 22872 | ITCM_9908_DOVRAY-FULDA_JCT_69kV | 2019-12-31 | Yes
18016 | METC-8072-Riggsville-Port Calci | 24109 | METC-8072-Riggsville-Port Calci | 2019-12-31 | Yes
4755 | SIGE-MISO-Prj2466-Roesner138-12 | 5323 | SIGE-MISO-Fac2466-Roesner138-12 | 2019-12-31 | Yes
20357 | ITCM_9904_Appanoose_Co_Sub_Rebu | 22866 | ITCM_9904_Appanoose_Co_Sub_Rebu | 2019-12-31 | Yes
21115 | NIPS-3203-Reynolds_BurrOak_Hipl | 23667 | MVP12 Part3 | 2019-12-31 | Yes
18201 | MP-7996-15LUpgrade | 20457 | MP-7996-15LUpgrade | 2019-12-31 | Yes
18213 | ITCM_8106_Heron_Lake_161kV_Cap | 20470 | Heron Lake 161kV 42MVAR Cap | 2019-12-31 | Yes
23475 | MPC-9650-MR-Frntr-115kV-Cnv | 26351 | MPC-9650-MR-Frntr-115kV-Cnv | 2019-12-31 | Yes
23501 | SIGE-MTEP-Proj_9948_Chrisney_Y5 | 26378 | SIGE-MTEP-Proj_9948_Chrisney_Y5 | 2019-12-31 | Yes
21115 | NIPS-3203-Reynolds_BurrOak_Hipl | 23665 | MVP12 Part1 | 2019-12-31 | Yes
20114 | EES 16-EGL-016 SWLA69IP Lake Ar | 22609 | EES 16-EGL-016 SWLA69IP Lake Ar | 2019-12-31 | Yes
20620 | ITCT-9994-Custer_to_Monroe_rebu | 23124 | ITCT-9994-Custer_to_Monroe_rebu | 2019-12-31 | Yes
5476 | ITCM_1744_Grand_Mound-Maquoketa | 6138 | Rebuild G Mnd-Maq 161kV | 2019-12-31 | Yes
18976 | PPI-7889-FISHHOOK-LIBERTY_138_K | 21421 | FISHHOOK-LIBERTY 138 | 2019-12-31 | Yes
20302 | METC-2809-Garfield-Hemphill_Reb | 22799 | METC-2809-Garfield-Hemphill_Reb | 2019-12-31 | Yes
15860 | ITCM_4463_Fletcher-Otter_Creek_ | 17825 | Convert Fletcher to Otter Creek | 2019-12-31 | Yes
15906 | ITCT-4518-Monroe_Xfmr | 17871 | ITCT-4518-Monroe_Xfmr | 2019-12-31 | Yes
20111 | EES 16-EGL-013 SWLA69IP Carter | 22606 | EES 16-EGL-013 SWLA69IP Carter | 2019-12-31 | Yes
22850 | EMI 16-EMI-012 Lakeover 500-230 | 25499 | Lakeover 500-230 auto | 2019-12-31 | Yes
22867 | MPC-9656-Fossum-Conv | 25568 | MPC-9656-Fossum-Conv | 2019-12-31 | Yes
20421 | 10206-AECC-Partain 01-01-2020 | 22923 | 10206-AECC-Partain 01-01-2020 | 2020-01-01 | Yes
17303 | MH-MRO-Keeyask-Plant-Addition(R | 20001 | MH-MRO-Keeyask-Plant-Addition(R | 2020-01-01 | Yes
21759 | AM-TP701_HiramLoadAdjustments | 24312 | Reconnect Hiram load | 2020-01-01 | Yes
16346 | RPU-MRO-gen-Modify2014 | 18344 | RPU-MRO-gen-Modify20143 | 2020-01-02 | Yes
13338 | MH-MRO-react-off-19w | 15200 | MH-MRO-react-off-19w1 | 2020-01-15 | Yes
21591 | DPC-projects-N5-Rebuild | 24147 | DPC-Projects-N5-Rebuild | 2020-01-30 | Yes
16008 | CE-LudingtonUpgrade | 17977 | Ludington Gen 1 Upgrade | 2020-02-11 | Yes
19175 | MH-MRO-PdB-P3_P4-Remove | 21647 | MH-MRO-PdB-P3_P4-Remove1 | 2020-03-31 | Yes
17303 | MH-MRO-Keeyask-Plant-Addition(R | 20002 | MH-MRO-Keeyask-Plant-Addition(R | 2020-03-31 | Yes
16583 | MH-MRO-react-on-20spr | 18627 | MH-MRO-react-on-20spr1 | 2020-04-01 | Yes
15440 | XEL-4696-PRENTICE-MEDFORD-REBUI | 17366 | XEL-PRENTICE-MEDFORD-REBUILD | 2020-05-30 | Yes
5017 | METC-2482-HWTHNJ | 5604 | METC-2482-HWTHNJ | 2020-05-31 | Yes
18046 | METC-4537-Chums_Corner | 20171 | METC-4537-Chums_Corner | 2020-05-31 | Yes
17303 | MH-MRO-Keeyask-Plant-Addition(R | 20003 | MH-MRO-Keeyask-Plant-Addition(R | 2020-05-31 | Yes
20370 | ATC_(9944)_Z4_AM_Erdman_T31_100 | 24683 | ATC_(9944)_Z4_AM_Erdman_T31_100 | 2020-06-01 | Yes
10533 | CE-2482-HAWTHORNE_DIST | 12087 | CE Hawthorne 138/Dist Sub | 2020-06-01 | Yes
22450 | 16-EMI-019 McAdams Upgrade Auto | 26428 | 16-EMI-019 2020S McAdams Upgrad | 2020-06-01 | Yes
15580 | DEI-MTEP_4415-VeedsbgW230-69Bk2 | 17524 | DEI-MTEP_8434-VeedsbgW230-69Bk2 | 2020-06-01 | Yes
16788 | ATC_(Z2)_Z4_KEELRIDGE_Remove_Te | 18798 | ATC_(Z2)_Z4_KEELRIDGE_Remove_Te | 2020-06-01 | Yes
20899 | EES 15-ETI-024 WREP Lewis Creek | 23408 | EES 15-ETI-024 WREP Lewis Creek | 2020-06-01 | Yes
10589 | CE-2915-EGAN [12-02-20 11:12] | 12145 | CE Egan 138/Dist Sub | 2020-06-01 | Yes
12132 | ATC_(T-D)_Z2_WEC_Keel_Ridge_v32 | 13827 | ATC_(T-D)_Z2_WEC_Keel_Ridge_v32 | 2020-06-01 | Yes
11057 | DEM-MISO-2143-FrancesCreekBk2R1 | 12713 | DEM-MISO-2929-FrancesCreekBk2R1 | 2020-06-01 | Yes
17663 | AMIL-TP436-2273-LaforgeTap | 19745 | AMIL_TP436_DP7500_2273_Lafarge | 2020-06-01 | Yes
23382 | DPC-projects-N4RebuildPNLtoDunn | 26209 | DPC-Projects-N4RebuildPNLtoDunn | 2020-06-01 | Yes
10584 | CE-2485-Ironwood [12-02-20 10:5 | 12140 | CE Ironwood 138/Dist Sub | 2020-06-01 | Yes
10586 | CE-MISO-4537-CHUMS_CORNER | 12142 | CE Chums Corner 138/Dist Sub | 2020-06-01 | Yes
19421 | XEL-8780-BAILEY-ROAD_R3 | 21940 | XEL-BAILEY-ROAD_R3 | 2020-06-01 | Yes
20144 | EES 16-ETI-014-2 PARIP Legend S | 22639 | EES 16-ETI-014-2 PARIP Legend S | 2020-06-01 | Yes
20185 | EES 15-EGL-023 Nelson to Menena | 22683 | EES 15-EGL-023 Nelson to EGL140 | 2020-06-01 | Yes
18208 | MP-3831-MISO-GNTL500kV-2015.04. | 21882 | MP-MISO-GNTL500kV-2015.04.16 | 2020-06-01 | Yes
23174 | EES-12017-Southeast Louisiana P | 25929 | NEW Churchill substation | 2020-06-01 | Yes
19769 | EES 15-ETI-016 Cypress 500-138 | 22261 | Phase 1 | 2020-06-01 | Yes
20055 | EES 16-ELN-001 Vienna - Trussel | 22549 | EES 16-ELN-001 Vienna - Trussel | 2020-06-01 | Yes
20059 | EES 16-ELN-005 Lake Providence | 22553 | EES 16-ELN-004 Lake Providence | 2020-06-01 | Yes
20141 | EES 16-ETI-007 Hull to Sour lak | 22636 | EES 16-ETI-007 Hull to Sour lak | 2020-06-01 | Yes
20143 | EES 16-ETI-014-1 PARIP Garden S | 22638 | EES 16-ETI-014-1 PARIP Garden S | 2020-06-01 | Yes
20145 | EES 16-ETI-014-3 PARIP Garden t | 22640 | EES 16-ETI-014-3 PARIP Garden t | 2020-06-02 | Yes
22007 | MH-MRO-Dorsey-New-500kV-Tie-lin | 24587 | MH-MRO-Dorsey-New-500kV-Tie-lin | 2020-07-01 | Yes
17303 | MH-MRO-Keeyask-Plant-Addition(R | 20004 | MH-MRO-Keeyask-Plant-Addition(R | 2020-08-31 | Yes
18972 | XEL-3780-COPPERWOOD_MINE_R1 | 21415 | XEL-COPPERWOOD_MINE_R1 | 2020-09-01 | Yes
10521 | MH-MRO-Grunthal-230-66-Stn | 12075 | MH-MRO-Grunthal-230-66-Stn1 | 2020-10-30 | Yes
19169 | MH-MRO-Transcona-Remove_Banks | 21641 | MH-MRO-Transcona-Remove_Banks1 | 2020-10-30 | Yes
17303 | MH-MRO-Keeyask-Plant-Addition(R | 20005 | MH-MRO-Keeyask-Plant-Addition(R | 2020-10-31 | Yes
18487 | SME_(8560)_2018_Homewood_Missio | 23286 | SME_(8560)_2018_Homewood_Missio | 2020-12-01 | Yes
23172 | AM-TP748-4480 Oglesby BAAH | 25927 | AM-TP748-4480 Oglesby BAAH | 2020-12-01 | Yes
20435 | MDU-G752-Hettinger | 22938 | MDU-G752-Additional | 2020-12-15 | Yes
17963 | DEI-MTEP_7992-AndvlJ-BtsvlN-Hlb | 20074 | DEI-MTEP_FAC-20265-BtsvlN-HlbrJ | 2020-12-31 | Yes
20364 | ITCM_9910_FULDA_JCT-HERON_LAKE_ | 22873 | ITCM_9910_FULDA_JCT-HERON_LAKE_ | 2020-12-31 | Yes
18020 | DEI-MTEP_7987-NewPekinJ-Salem69 | 20136 | DEI-MTEP_FAC-20257-NewPekinJ-Sa | 2020-12-31 | Yes
12173 | ITCM_4104_Lansing-Monona_69kV | 13869 | Rebuild Lansing-Monona 69kV | 2020-12-31 | Yes
22280 | ITCM_4101_Montgmry-Waseca_Ph2 | 24854 | Rebuild FrLk Tp-Waseca | 2020-12-31 | Yes
17963 | DEI-MTEP_7992-AndvlJ-BtsvlN-Hlb | 20073 | DEI-MTEP_FAC-20265-AndvlJ-Btsvl | 2020-12-31 | Yes
12175 | ITCM_4106_Windsor-Richfield_69k | 13871 | Rebuild Windsor-Rchfld 69kV | 2020-12-31 | Yes
21282 | OTP_4813_ClearbrkW_BagleyW_1-29 | 23816 | OTP_4813_Clearbrk W__Bagley W_1 | 2020-12-31 | Yes
9690 | ITCM_3649_Plaza_161kV_Sub | 11127 | New Plaza 161-dist sub & termin | 2020-12-31 | Yes
23413 | BREC-Coleman-CEHV-2-Upgrade | 26267 | BREC-Coleman-CEHV-2-Upgrade | 2020-12-31 | Yes
23412 | BREC-Coleman-CEHV-1-Upgrade | 26266 | BREC-Coleman-CEHV-1-Upgrade | 2020-12-31 | Yes
23411 | BREC-CEHV-DEHV-Upgrade | 26265 | BREC-CEHV-DEHV-Upgrade | 2020-12-31 | Yes
17924 | ATC_(8065)_ATC-CE_Rosecrans_PLP | 24545 | ATC_(8065)_ATC-CE_Rosecrans_PLP | 2020-12-31 | Yes
20553 | DEI-MTEP_9834-Noblsvl-TiptonW23 | 23059 | DEI-MTEP_21211-CrmlJct-TiptonW2 | 2020-12-31 | Yes
17303 | MH-MRO-Keeyask-Plant-Addition(R | 20006 | MH-MRO-Keeyask-Plant-Addition(R | 2020-12-31 | Yes
20553 | DEI-MTEP_9834-Noblsvl-TiptonW23 | 23058 | DEI-MTEP_21211-Noblsvl-CrmlJct2 | 2020-12-31 | Yes
22462 | MPC-XXXXX-Fix-Ownership-BagleyW | 25047 | MPC-XXXXX-Fix-Ownership-BagleyW | 2021-01-01 | Yes
21231 | Duff_Rockport_Coleman_345kV_Lin | 23780 | Duff_Rockport_Coleman_345kV_Lin | 2021-01-01 | Yes
16586 | MH-MRO-react-off-20w | 18630 | MH-MRO-react-off-20w1 | 2021-01-15 | Yes
19155 | ATC_(8841)_Z4_AM_FIR-BES-CAN_69 | 21625 | ATC_(8841)_Z4_AM_FIR-BES-CAN_69 | 2021-01-31 | Yes
8332 | MH-MRO-lav-stvital-230lin | 9374 | MH-MRO-lav-stvital-230lin1 | 2021-02-26 | Yes
21692 | 2016-2026 WAPA-MRO MCDC | 24247 | 21SLL | 2021-03-30 | Yes
21400 | MH-MRO-react-on-21spr | 23933 | MH-MRO-react-on-21spr1 | 2021-04-01 | Yes
7183 | MH-MRO-react-on-21s [10-02-19 1 | 7956 | MH-MRO-react-on-21s1 | 2021-04-01 | Yes
21676 | SPC-MRO-Yancoal [16-03-04 11:27 | 24225 | SPC-MRO-Yancoal1 | 2021-04-15 | Yes
21934 | SPC-MRO-BD922T-upgrade | 24484 | SPC-MRO-BD922T-upgrade1 | 2021-04-15 | Yes
21670 | SPC-MRO-QE901T-QE907T-upgrade [ | 24219 | SPC-MRO-QE901T-QE907T-upgrade1 | 2021-04-15 | Yes
22210 | SPC-MRO-SW-gen [16-06-24 14:35] | 24762 | SPC-MRO-SW-gen1 | 2021-04-15 | Yes
21675 | SPC-MRO-Vale-and-PQ-Rowatt | 24224 | SPC-MRO-Vale-and-PQ-Rowatt1 | 2021-04-15 | Yes
21666 | SPC-MRO-PQ-CD-rfmt | 24215 | SPC-MRO-PQ-CD-rfmt1 | 2021-04-15 | Yes
21643 | SPC-MRO-AB-MV-2nd-line [16-03-0 | 24192 | SPC-MRO-AB-MV-2nd-line1 | 2021-04-15 | Yes
21789 | SPC-MRO-CC-xfmr [16-03-22 16:15 | 24337 | SPC-MRO-CC-xfmr1 | 2021-04-15 | Yes
21652 | SPC-MRO-CE-xfmr [16-03-04 11:01 | 24201 | SPC-MRO-CE-xfmr1 | 2021-04-15 | Yes
21645 | SPC-MRO-Albert-Park [16-03-04 1 | 24194 | SPC-MRO-Albert-Park1 | 2021-04-15 | Yes
18219 | GRE-7912-Lawndale2-115 | 20476 | GRE-7912-Lawndale2-115 | 2021-05-01 | Yes
18229 | ITCM_8160_Morgan_Valley-Beverly | 20487 | Morgan_Valley-Beverly_345kV | 2021-05-01 | Yes
6498 | GRE-2577-ColumbusTap69-R1 | 24026 | GRE-2577-ColumbusTap69-R1 | 2021-05-18 | Yes
19702 | XEL-8117-WARD-SOURIS_115KV_REBU | 22194 | XEL-SOURIS_115KV_REBUILD_R2 | 2021-05-31 | Yes
20041 | EES 16-EAI-012 Mabelvale 115 kV | 22535 | EES 16-EAI-12 Mabelvale 115 kV | 2021-06-01 | Yes
16402 | SME_AddCapBanks_2021 | 18406 | SME_AddCapBanks_2021 | 2021-06-01 | Yes
21692 | 2016-2026 WAPA-MRO MCDC | 24249 | 21SU70 | 2021-06-01 | Yes
21692 | 2016-2026 WAPA-MRO MCDC | 24248 | 21SUM | 2021-06-01 | Yes
4505 | ATC_(TtoD)_Z3_Schofield | 10917 | ATC_(TtoD)_Z3_Schofield | 2021-06-01 | Yes
15524 | SME_L12A Rebuild | 17452 | SME_L12A Rebuild | 2021-06-01 | Yes
22269 | IPL-4267-StoutCT-StoutN_Upgrade | 24843 | IPL-4267-StoutCT-StoutN_Upgrade | 2021-06-30 | Yes
9772 | MEC-MISO-MTEP-3710-norwalk161tx | 11224 | MEC-MISO-MTEP-3710-norwalk161tx | 2021-07-01 | Yes
7558 | NIPS-DuneACres-XFR-Operating-Gu | 8452 | NIPSCO-2021SUM | 2021-07-15 | Yes
7558 | NIPS-DuneACres-XFR-Operating-Gu | 8453 | NIPSCO-2021SU70 | 2021-07-15 | Yes
20200 | AMIL-TP858-9727-Wakefield | 22701 | AMIL-TP858-9727-Wakefield | 2021-11-02 | Yes
21692 | 2016-2026 WAPA-MRO MCDC | 24250 | 21WIN | 2021-11-30 | Yes
18838 | XEL-4314-ASHLAND-IRONWOOD-REBUI | 21253 | XEL-ASHLAND-IRONWOOD-REBUILD_R2 | 2021-12-01 | Yes
12152 | ITCM_4099_ALeaWst-SBrdway_69kV | 13848 | Rebuild 69kV line | 2021-12-31 | Yes
9708 | ITCM_3644_Lucas-Knoxville_69kV | 11146 | Rebuild Lucas-Knoxville 69kV | 2021-12-31 | Yes
21013 | ATC_(9986)_Z5_POW-SAU_138_Rbld_ | 23562 | ATC_(9986)_Z5_POW-SAU_138_Rbld_ | 2021-12-31 | Yes
12171 | ITCM_4102_COLUMBUS_JCT-NEWPORT_ | 22106 | ITCM_4102_COLUMBUS_JCT-NEWPORT_ | 2021-12-31 | Yes
22507 | LBWL-18STANLEY | 25101 | LBWL-18STANLEY | 2022-01-01 | Yes
22482 | 11883_Huntley_Wilmarth_345kV | 25073 | Huntley_Wilmarth_345kV | 2022-01-01 | Yes
23174 | EES-12017-Southeast Louisiana P | 25930 | Waterford - Churchill new line | 2022-01-01 | Yes
21801 | MH-MRO-react-off-21w [16-03-23 | 24349 | MH-MRO-react-off-21w1 | 2022-01-15 | Yes
21656 | SPC-MRO-Harbour-Landing [16-03- | 24205 | SPC-MRO-Harbour-Landing1 | 2022-01-15 | Yes
7179 | MH-MRO-react-off-21w | 7952 | MH-MRO-react-off-21w1 | 2022-01-15 | Yes
7558 | NIPS-DuneACres-XFR-Operating-Gu | 8454 | NIPSCO-2021WIN | 2022-01-15 | Yes
8557 | MH-MRO-react-on-22s | 9630 | MH-MRO-react-on-22s1 | 2022-04-01 | Yes
3304 | ATC_(1624)_Z3_X-67_Portage-Trie | 10794 | ATC_(1624)_Z3_X-67_Portage-Trie | 2022-06-01 | Yes
20902 | ATC_(10485)_Z4_T-D_WPS_BayRidge | 23411 | ATC_(10485)_Z4_T-D_WPS_BayRidge | 2022-06-01 | Yes
19691 | MH-MRO-SW_WPG | 22183 | SW_WPG3 | 2022-10-01 | Yes
6506 | ITCM_3048_Jefferson_Co-Perlee_6 | 7213 | Rebuild 7.37 milies of 69kv lin | 2022-12-31 | Yes
19605 | WPSC-MISO-3335-BURNIPS REBUILD | 22123 | WPSC-MISO-3335-Burnips Rebuild | 2022-12-31 | Yes
9707 | ITCM_3643_Osceola-Woodburn_69kV | 11145 | Rebuild Osceola-Woodburn 69kV | 2022-12-31 | Yes
12176 | ITCM_4108_Ellndale-W_Owtna_69kV | 13872 | Rebuild Ellndale-W_Owtna 69kV | 2022-12-31 | Yes
20335 | ITCM_9668_CR-North_Liberty-Hill | 22843 | ITCM-CR-North Liberty Phase 2 | 2022-12-31 | Yes
12174 | ITCM_4105_Decorah-Waukon_69kV | 13870 | Rebuild Decorah-Waukon 69kV | 2022-12-31 | Yes
8554 | MH-MRO-react-off-22w | 9627 | MH-MRO-react-off-22w1 | 2023-01-15 | Yes
10363 | MH-MRO-react-on-23s | 11894 | MH-MRO-react-on-23s1 | 2023-04-01 | Yes
22508 | LBWL-18WISE-18CENTRAL LINE | 25102 | LBWL-18WISE-18CENTRAL | 2023-05-31 | Yes
10329 | 2014-2023 COL12 WAPA MCDC | 11838 | 23SUM | 2023-06-01 | Yes
10329 | 2014-2023 COL12 WAPA MCDC | 11839 | 23SU70 | 2023-07-01 | Yes
7694 | ATC_(3127)_Z3_SB_EEN_345-138kV | 19943 | ATC_(3127)_Z3_SB_EEN_345-138kV | 2023-12-31 | Yes
18247 | ITCM_3127_MVP5_HCK-EDEN_345-kV | 20505 | ITCM_3127_HCK-EDEN_345-kV | 2023-12-31 | Yes
20392 | ATC_(3159)_Z3A_6927_WMD-STG-69k | 22901 | ATC_(3159)_Z3A_6927_WMD-STG-69k | 2023-12-31 | Yes
17842 | ATC_(3127)_Z3_SB_EEN-CDL_345kV | 19944 | ATC_(3127)_Z3_SB_EEN-CDL_345kV | 2023-12-31 | Yes
18169 | ATC_(8071)_Z2_New_Plains-Nation | 20424 | ATC_(8071)_Z2_New_Plains-Nation | 2023-12-31 | Yes
10329 | 2014-2023 COL12 WAPA MCDC | 11840 | 23WIN | 2024-01-01 | Yes
10359 | MH-MRO-react-off-23w | 11890 | MH-MRO-react-off-23w1 | 2024-01-15 | Yes
13344 | MH-MRO-react-on-24spr | 15204 | MH-MRO-react-on-24spr1 | 2024-04-01 | Yes
22509 | LBWL-18RUNDLE SUBSTATION | 25103 | LBWL-18RUNDLE | 2024-05-31 | Yes
13339 | MH-MRO-react-off-24w | 15201 | MH-MRO-react-off-24w1 | 2025-01-15 | Yes
16584 | MH-MRO-react-on-25spr | 18628 | MH-MRO-react-on-25spr1 | 2025-04-01 | Yes
9408 | DPC-project-POP-XFMR | 10683 | DPC-project-POPLK-XFMR | 2025-05-01 | Yes
22510 | LBWL-18GM-LGR SUBSTATION [16-09 | 25104 | LBWL-18GM-LGR | 2025-05-31 | Yes
18012 | DEI-MTEP_7903-MrtnsvlSE-HEPark6 | 20128 | DEI-MTEP_FAC-20140-MrtnsvlSE-HE | 2025-06-01 | Yes
19211 | WAPA-MRO15-Oahe#6 | 21689 | WAPA-MRO15-Oahe#6 | 2025-06-01 | Yes
4228 | ATC_(1270)_Z5_arc-wauk_upgrade | 10792 | ATC_(1270)_Z5_arc-wauk_upgrade | 2025-06-01 | Yes
18254 | ITCM_8150_BELLE_PLAINE_CONV | 22010 | ITCM_8150_BELLE_PLAINE_CONV | 2025-12-03 | Yes
18259 | ITCM_8155_MTOWN_TOLEDO_TAMA_CON | 22015 | ITCM_8155_MTOWN_TOLEDO_TAMA_CON | 2025-12-06 | Yes
18255 | ITCM_8151_BELLE_PLAINE_VINTON_T | 22011 | ITCM_8151_BELLE_PLAINE_VINTON_T | 2025-12-09 | Yes
15861 | ITCM_4462_Keswick-Victor_69_Con | 17826 | Convert Keswick to Victor to 69 | 2025-12-12 | Yes
18257 | ITCM_8153_PARNELL_TO_KESWICK_CO | 22013 | ITCM_8153_PARNELL_TO_KESWICK | 2025-12-15 | Yes
18256 | ITCM_8152_PARNELL_TO_CONROY_CON | 22012 | ITCM_8152_PARNELL_TO_CONROY | 2025-12-18 | Yes
23240 | ITCM_8154_FAIRFAX_TO_MARENGO_CO | 26050 | ITCM_8154_FAIRFAX_TO_MARENGO | 2025-12-21 | Yes
23240 | ITCM_8154_FAIRFAX_TO_MARENGO_CO | 26051 | Fairfax 69kV Bus Tie | 2025-12-22 | Yes
20336 | ITCM_9668_CR-North_Liberty-Hill | 22844 | ITCM-CR-North Liberty Phase 3 | 2025-12-31 | Yes
16587 | MH-MRO-react-off-25w | 18631 | MH-MRO-react-off-25w1 | 2026-01-15 | Yes
21401 | MH-MRO-react-on-26spr | 23934 | MH-MRO-react-on-26spr1 | 2026-04-01 | Yes
7184 | MH-MRO-react-on-26s | 7957 | MH-MRO-react-on-26s1 | 2026-04-01 | Yes
21692 | 2016-2026 WAPA-MRO MCDC | 24251 | 26SUM | 2026-06-01 | Yes
21671 | SPC-MRO-QE906T-upgrade [16-03-0 | 24220 | SPC-MRO-QE906T-upgrade1 | 2026-07-15 | Yes
7558 | NIPS-DuneACres-XFR-Operating-Gu | 8455 | NIPSCO-2026SUM | 2026-07-15 | Yes
21692 | 2016-2026 WAPA-MRO MCDC | 24252 | 26WIN | 2026-11-30 | Yes
18818 | MH-MRO-react-off-26w | 21216 | MH-MRO-react-off-26w1 | 2027-01-15 | Yes
21397 | MH-MRO-react-off-26w | 23930 | MH-MRO-react-off-26w1 | 2027-01-15 | Yes
8558 | MH-MRO-react-on-27s | 9631 | MH-MRO-react-on-27s1 | 2027-04-01 | Yes

## Projects In Models
MTEP18 - Projects in Powerflow Models Documentation
MOD ID | MOD Project Name | MTEP Project ID | Submitting Company | MOD Effective Date | In 2020LL A only model | In 2020LL Target A model | In 2020SUM A only model | In 2020SUM Target A model | In 2023LL A only model | In 2023LL Target A model | In 2023SUM A only model | In 2023SUM Target A model | In 2023SH A only model | In 2023SH Target A model | In 2023Wipk A only model | In 2023Wipk Target A model | In 2028SUM A only model | In 2028SUM Target A model
109057 | SME_BaseCaseChange_MTEP18 |  | South Mississippi Electric Power Association | 2017-12-20 | Yes | Yes | Yes | Yes | Yes | Yes | Yes | Yes | Yes | Yes | Yes | Yes | Yes | Yes
25234 | EES 14-EMI-005 Vicksburg Area Imp |  | Entergy | 2017-12-21 | Yes | Yes | Yes | Yes | Yes | Yes | Yes | Yes | Yes | Yes | Yes | Yes | Yes | Yes
110101 | EES McManus Capbank long-term outage |  | Entergy | 2018-01-01 | Yes | Yes | Yes | Yes | Yes | Yes | Yes | Yes | Yes | Yes | Yes | Yes | Yes | Yes
110124 | DEI-MTEP_7961-Fairview138RingBus+13858Uprate-Rev2 | 7961 | Duke Energy | 2018-01-15 | Yes | Yes | Yes | Yes | Yes | Yes | Yes | Yes | Yes | Yes | Yes | Yes | Yes | Yes
110124 | DEI-MTEP_7961-Fairview138RingBus+13858Uprate-Rev2 | 7961 | Duke Energy | 2018-01-15 | Yes | Yes | Yes | Yes | Yes | Yes | Yes | Yes | Yes | Yes | Yes | Yes | Yes | Yes
21366 | MH-2017WIN-Reactor |  | Manitoba Hydro | 2018-01-15 | Yes | Yes | Yes | Yes | Yes | Yes | Yes | Yes | Yes | Yes | Yes | Yes | Yes | Yes
109798 | GO-G380-Rugby-Wind-Update |  | MISO | 2018-01-23 | Yes | Yes | Yes | Yes | Yes | Yes | Yes | Yes | Yes | Yes | Yes | Yes | Yes | Yes
109568 | MRES-Alexandria Tertiary Reactor |  | Missouri River Energy | 2018-01-24 | Yes | Yes | Yes | Yes | Yes | Yes | Yes | Yes | Yes | Yes | Yes | Yes | Yes | Yes
109970 | MRES-Alexandria Tertiary Reactor Bus |  | Missouri River Energy | 2018-01-24 | Yes | Yes | Yes | Yes | Yes | Yes | Yes | Yes | Yes | Yes | Yes | Yes | Yes | Yes
109910 | ITCT_Update_AB_1-29-18 |  | ITC Holdings Corp. | 2018-01-29 | Yes | Yes | Yes | Yes | Yes | Yes | Yes | Yes | Yes | Yes | Yes | Yes | Yes | Yes
110003 | GRE-BCC-XfmrUpdate20180130-R1 |  | Great River Energy | 2018-01-30 | Yes | Yes | Yes | Yes | Yes | Yes | Yes | Yes | Yes | Yes | Yes | Yes | Yes | Yes
110105 | OTP_13344_RedLkFallSWTap_add_branch | 13344 | Otter Tail Power Company | 2018-01-31 | Yes | Yes | Yes | Yes | Yes | Yes | Yes | Yes | Yes | Yes | Yes | Yes | Yes | Yes
110165 | GRE-BCC-Update-20180131-01 |  | Great River Energy | 2018-01-31 | Yes | Yes | Yes | Yes | Yes | Yes | Yes | Yes | Yes | Yes | Yes | Yes | Yes | Yes
110196 | BREC Smithland Hydro Voltage Correction |  | Big Rivers Electric Corporation | 2018-01-31 | Yes | Yes | Yes | Yes | Yes | Yes | Yes | Yes | Yes | Yes | Yes | Yes | Yes | Yes
110284 | MP-MISO-BearCrk6946Kvupdates | 6946 | Minnesota Power Company | 2018-01-31 | Yes | Yes | Yes | Yes | Yes | Yes | Yes | Yes | Yes | Yes | Yes | Yes | Yes | Yes
110287 | MP-MISO-BBYXfmr2impfix |  | Minnesota Power Company | 2018-01-31 | Yes | Yes | Yes | Yes | Yes | Yes | Yes | Yes | Yes | Yes | Yes | Yes | Yes | Yes
110291 | MP-MISO-PotlatchGenfix |  | Minnesota Power Company | 2018-01-31 | Yes | Yes | Yes | Yes | Yes | Yes | Yes | Yes | Yes | Yes | Yes | Yes | Yes | Yes
110293 | MP-MISO-BoiseP2off |  | Minnesota Power Company | 2018-01-31 | Yes | Yes | Yes | Yes | Yes | Yes | Yes | Yes | Yes | Yes | Yes | Yes | Yes | Yes
110103 | EES Plum Point remove gen implicit xfr |  | Entergy | 2018-01-31 | Yes | Yes | Yes | Yes | Yes | Yes | Yes | Yes | Yes | Yes | Yes | Yes | Yes | Yes
110386 | SVC_Change |  | Indianapolis Power and Light | 2018-02-01 | Yes | Yes | Yes | Yes | Yes | Yes | Yes | Yes | Yes | Yes | Yes | Yes | Yes | Yes
23427 | EES_12544(17-ELB-011) Pecue 230 kV breaker | 12544 | Entergy | 2018-02-02 | Yes | Yes | Yes | Yes | Yes | Yes | Yes | Yes | Yes | Yes | Yes | Yes | Yes | Yes
110374 | AM-Keemin-Kewanee tie |  | Ameren | 2018-02-02 | Yes | Yes | Yes | Yes | Yes | Yes | Yes | Yes | Yes | Yes | Yes | Yes | Yes | Yes
110430 | MP-MISO-BisonXfmrratiofix |  | Minnesota Power Company | 2018-02-06 | Yes | Yes | Yes | Yes | Yes | Yes | Yes | Yes | Yes | Yes | Yes | Yes | Yes | Yes
110432 | XEL-ST-CROIX-FALLS-IMPEDANCE-CORRECTION |  | Xcel Energy | 2018-02-06 | Yes | Yes | Yes | Yes | Yes | Yes | Yes | Yes | Yes | Yes | Yes | Yes | Yes | Yes
110440 | MP-MISO-RemoveHoytlakesCap |  | Minnesota Power Company | 2018-02-06 | Yes | Yes | Yes | Yes | Yes | Yes | Yes | Yes | Yes | Yes | Yes | Yes | Yes | Yes
110475 | ITCT-UPDT_2-6-18 |  | ITC Holdings Corp. | 2018-02-06 | Yes | Yes | Yes | Yes | Yes | Yes | Yes | Yes | Yes | Yes | Yes | Yes | Yes | Yes
110477 | MP-MISO-HibbardMbasefix |  | Minnesota Power Company | 2018-02-06 | Yes | Yes | Yes | Yes | Yes | Yes | Yes | Yes | Yes | Yes | Yes | Yes | Yes | Yes
110444 | AM_Rename Joppa 123 bus |  | Ameren | 2018-02-06 | Yes | Yes | Yes | Yes | Yes | Yes | Yes | Yes | Yes | Yes | Yes | Yes | Yes | Yes
25341 | ATC_(3952)_Z4_NP_N_Appleton_T7_and_Reactors | 3952 | American Transmission Company | 2018-02-07 | Yes | Yes | Yes | Yes | Yes | Yes | Yes | Yes | Yes | Yes | Yes | Yes | Yes | Yes
110530 | ITCM_RATINGS_UPDATES_PT2 |  | ITC Holdings Corp. | 2018-02-07 | Yes | Yes | Yes | Yes | Yes | Yes | Yes | Yes | Yes | Yes | Yes | Yes | Yes | Yes
18109 | EES 7928 15-EAI-002 Jonesboro EHV | 7928 | Entergy | 2018-02-15 | Yes | Yes | Yes | Yes | Yes | Yes | Yes | Yes | Yes | Yes | Yes | Yes | Yes | Yes
20556 | DEI-MTEP_9889-Shrpsvl-KokSE_69174_rebld | 9889 | Duke Energy | 2018-02-15 | Yes | Yes | Yes | Yes | Yes | Yes | Yes | Yes | Yes | Yes | Yes | Yes | Yes | Yes
23569 | METC-4149-Argenta-Tallmadge-Sag | 4149 | International Transmission Company | 2018-02-15 | Yes | Yes | Yes | Yes | Yes | Yes | Yes | Yes | Yes | Yes | Yes | Yes | Yes | Yes
110442 | DPC-March18-corrections |  | Dairyland Power Cooperative | 2018-02-15 | Yes | Yes | Yes | Yes | Yes | Yes | Yes | Yes | Yes | Yes | Yes | Yes | Yes | Yes
23145 | ITCM_10783_Lore-GardnersLane | 10783 | ITC Holdings Corp. | 2018-02-16 | Yes | Yes | Yes | Yes | Yes | Yes | Yes | Yes | Yes | Yes | Yes | Yes | Yes | Yes
15145 | ATC_(3206)_Z4_BranchRiver_345kV_SS | 3206 | American Transmission Company | 2018-02-23 | Yes | Yes | Yes | Yes | Yes | Yes | Yes | Yes | Yes | Yes | Yes | Yes | Yes | Yes
15812 | AMIL-3022-MVP16-Fargo-Sandburg | 3022 | Ameren | 2018-02-28 | Yes | Yes | Yes | Yes | Yes | Yes | Yes | Yes | Yes | Yes | Yes | Yes | Yes | Yes
17966 | METC-3926-Dort_to_Pasadena | 3926 | International Transmission Company | 2018-02-28 | Yes | Yes | Yes | Yes | Yes | Yes | Yes | Yes | Yes | Yes | Yes | Yes | Yes | Yes
22844 | CE-NAdamsRecon |  | Consumers Energy | 2018-02-28 | Yes | Yes | Yes | Yes | Yes | Yes | Yes | Yes | Yes | Yes | Yes | Yes | Yes | Yes
25145 | CONS-Pasadena_ReplaceXfmr2 |  | Consumers Energy | 2018-02-28 | Yes | Yes | Yes | Yes | Yes | Yes | Yes | Yes | Yes | Yes | Yes | Yes | Yes | Yes
110434 | XEL-WEST_ST_CLOUD_TO_WESTWOOD-69KV-EXISTING |  | Xcel Energy | 2018-02-28 | Yes | Yes | Yes | Yes | Yes | Yes | Yes | Yes | Yes | Yes | Yes | Yes | Yes | Yes
15535 | SME_L56 Rebuild |  | South Mississippi Electric Power Association | 2018-03-01 | Yes | Yes | Yes | Yes | Yes | Yes | Yes | Yes | Yes | Yes | Yes | Yes | Yes | Yes
15908 | EES 4614 12-EMI-001 Franklin-McComb 115kV line | 4614 | Entergy | 2018-03-01 | Yes | Yes | Yes | Yes | Yes | Yes | Yes | Yes | Yes | Yes | Yes | Yes | Yes | Yes
17443 | MPC-add-Clearbrook-West |  | Minnkota Power Cooperative | 2018-03-01 | Yes | Yes | Yes | Yes | Yes | Yes | Yes | Yes | Yes | Yes | Yes | Yes | Yes | Yes
18683 | EES 8586 15-EGL-017-01 LCTP New_Patton 500-230kV | 8586 | Entergy | 2018-03-01 | Yes | Yes | Yes | Yes | Yes | Yes | Yes | Yes | Yes | Yes | Yes | Yes | Yes | Yes
18684 | EES 8587 15-EGL-017-02 LCTP Rhodes to Patton 500kV | 8587 | Entergy | 2018-03-01 | Yes | Yes | Yes | Yes | Yes | Yes | Yes | Yes | Yes | Yes | Yes | Yes | Yes | Yes
18685 | EES 8588 15-EGL-017-03 LCTP Carlyss-Patton 230 kV | 8588 | Entergy | 2018-03-01 | Yes | Yes | Yes | Yes | Yes | Yes | Yes | Yes | Yes | Yes | Yes | Yes | Yes | Yes
18686 | EES 8590 15-EGL-019 LCTP Carlyss-Solac 230kV | 8590 | Entergy | 2018-03-01 | Yes | Yes | Yes | Yes | Yes | Yes | Yes | Yes | Yes | Yes | Yes | Yes | Yes | Yes
19074 | ATC_(9081)_Z4_R-122_DePere-GloryRd_uprate | 9081 | American Transmission Company | 2018-03-01 | Yes | Yes | Yes | Yes | Yes | Yes | Yes | Yes | Yes | Yes | Yes | Yes | Yes | Yes
19767 | EES 9282 15-ETI-015-1 Carrol St Park-S Bmt 828 | 9282 | Entergy | 2018-03-01 | Yes | Yes | Yes | Yes | Yes | Yes | Yes | Yes | Yes | Yes | Yes | Yes | Yes | Yes
20627 | SME_(9969)_2017_L42 L43 Rebuild | 9969 | South Mississippi Electric Power Association | 2018-03-01 | Yes | Yes | Yes | Yes | Yes | Yes | Yes | Yes | Yes | Yes | Yes | Yes | Yes | Yes
22760 | EES 12061 17-ETI-019 Willow Marsh 230 sub | 12061 | Entergy | 2018-03-01 | Yes | Yes | Yes | Yes | Yes | Yes | Yes | Yes | Yes | Yes | Yes | Yes | Yes | Yes
22797 | SME_(9955)_Steiner_DeliveryPoint | 9955 | South Mississippi Electric Power Association | 2018-03-01 | Yes | Yes | Yes | Yes | Yes | Yes | Yes | Yes | Yes | Yes | Yes | Yes | Yes | Yes
23115 | CLEC_StMaryGenAdd [16-10-19 15:43] |  | Cleco Power | 2018-03-01 | Yes | Yes | Yes | Yes | Yes | Yes | Yes | Yes | Yes | Yes | Yes | Yes | Yes | Yes
23428 | EES_12545(17-ETI-022)Cordry 69kV breaker | 12545 | Entergy | 2018-03-01 | Yes | Yes | Yes | Yes | Yes | Yes | Yes | Yes | Yes | Yes | Yes | Yes | Yes | Yes
24807 | EES 7923 15-EGL-005 LC_Bulk-Chlomal 69kV | 7923 | Entergy | 2018-03-01 | Yes | Yes | Yes | Yes | Yes | Yes | Yes | Yes | Yes | Yes | Yes | Yes | Yes | Yes
25122 | MRES-Atlantic Ethanol Plant Addition |  | Missouri River Energy | 2018-03-01 | Yes | Yes | Yes | Yes | Yes | Yes | Yes | Yes | Yes | Yes | Yes | Yes | Yes | Yes
25251 | MP-4294-18L Upratedatechng | 4294 | Minnesota Power Company | 2018-03-01 | Yes | Yes | Yes | Yes | Yes | Yes | Yes | Yes | Yes | Yes | Yes | Yes | Yes | Yes
25374 | EES remove AECI Dell generator (move to MISO) |  | Entergy | 2018-03-01 | Yes | Yes | Yes | Yes | Yes | Yes | Yes | Yes | Yes | Yes | Yes | Yes | Yes | Yes
21320 | MPC-9649-Clearbrook-W-Tap | 9649 | Minnkota Power Cooperative | 2018-03-02 | Yes | Yes | Yes | Yes | Yes | Yes | Yes | Yes | Yes | Yes | Yes | Yes | Yes | Yes
109090 | CLEC_STMARYMBASE |  | Cleco Power | 2018-03-03 | Yes | Yes | Yes | Yes | Yes | Yes | Yes | Yes | Yes | Yes | Yes | Yes | Yes | Yes
22563 | MPC-XXXXX-Remove-ClbkW-Load |  | Minnkota Power Cooperative | 2018-03-06 | Yes | Yes | Yes | Yes | Yes | Yes | Yes | Yes | Yes | Yes | Yes | Yes | Yes | Yes
23553 | MPC-Recall9649-Clearbrook-W-Tap | 9649 | Minnkota Power Cooperative | 2018-03-07 | Yes | Yes | Yes | Yes | Yes | Yes | Yes | Yes | Yes | Yes | Yes | Yes | Yes | Yes
23416 | CLEC_MoveColumbianVoltagebus |  | Cleco Power | 2018-03-09 | Yes | Yes | Yes | Yes | Yes | Yes | Yes | Yes | Yes | Yes | Yes | Yes | Yes | Yes
15835 | ITCT-4530-Brownstown-Navarre_Sag | 4530 | ITC Holdings Corp. | 2018-03-15 | Yes | Yes | Yes | Yes | Yes | Yes | Yes | Yes | Yes | Yes | Yes | Yes | Yes | Yes
110383 | ITCT-QUAKR-SNSET-UPDT |  | ITC Holdings Corp. | 2018-03-15 | Yes | Yes | Yes | Yes | Yes | Yes | Yes | Yes | Yes | Yes | Yes | Yes | Yes | Yes
25340 | ATC_(3952)_Z4_NP_N_Appleton_T11_Reactors | 3952 | American Transmission Company | 2018-03-27 | Yes | Yes | Yes | Yes | Yes | Yes | Yes | Yes | Yes | Yes | Yes | Yes | Yes | Yes
15858 | METC-4509-Argenta-Battle_Creek_Sag&Relay | 4509 | International Transmission Company | 2018-03-30 | Yes | Yes | Yes | Yes | Yes | Yes | Yes | Yes | Yes | Yes | Yes | Yes | Yes | Yes
23033 | GRE-10424-Zinran115 | 10424 | Great River Energy | 2018-03-30 | Yes | Yes | Yes | Yes | Yes | Yes | Yes | Yes | Yes | Yes | Yes | Yes | Yes | Yes
9443 | WPSC-3567_Hersey-Weidman Rebuild | 3567 | Wolverine Power Cooperative | 2018-03-31 | Yes | Yes | Yes | Yes | Yes | Yes | Yes | Yes | Yes | Yes | Yes | Yes | Yes | Yes
20357 | ITCM_9904_Appanoose_Co_Sub_Rebuild | 9904 | ITC Holdings Corp. | 2018-03-31 | Yes | Yes | Yes | Yes | Yes | Yes | Yes | Yes | Yes | Yes | Yes | Yes | Yes | Yes
22258 | METC-2481-FORGV+[16-07-12+15_22] | 2481 | International Transmission Company | 2018-03-31 | Yes | Yes | Yes | Yes | Yes | Yes | Yes | Yes | Yes | Yes | Yes | Yes | Yes | Yes
22582 | AMIL-2237-MVP11-Pana-Mt.Zion-Kansas-SugarCreek | 2237 | Ameren | 2018-03-31 | Yes | Yes | Yes | Yes | Yes | Yes | Yes | Yes | Yes | Yes | Yes | Yes | Yes | Yes
24705 | MEC-MTEP-13833-CBEC Retire 9T1 Reactors | 13833 | MidAmerican Energy | 2018-03-31 | No | Yes | No | Yes | No | Yes | No | Yes | No | Yes | No | Yes | No | Yes
10532 | CE-2481-FOREST_GROVE_DIST [12-02-17 11:54] | 2481 | Consumers Energy | 2018-04-01 | Yes | Yes | Yes | Yes | Yes | Yes | Yes | Yes | Yes | Yes | Yes | Yes | Yes | Yes
22338 | CE-Particle |  | Consumers Energy | 2018-04-01 | Yes | Yes | Yes | Yes | Yes | Yes | Yes | Yes | Yes | Yes | Yes | Yes | Yes | Yes
22960 | SME_(12018)_2017_L40B_Uprate | 12018 | South Mississippi Electric Power Association | 2018-04-01 | Yes | Yes | Yes | Yes | Yes | Yes | Yes | Yes | Yes | Yes | Yes | Yes | Yes | Yes
24062 | MP-MISO-16LTapNormalOpen2018 |  | Minnesota Power Company | 2018-04-01 | Yes | Yes | Yes | Yes | Yes | Yes | Yes | Yes | Yes | Yes | Yes | Yes | Yes | Yes
24294 | NIPS-13283-Aetna-LakeGeorge | 13283 | Northern Indiana Public Service | 2018-04-01 | Yes | Yes | Yes | Yes | Yes | Yes | Yes | Yes | Yes | Yes | Yes | Yes | Yes | Yes
24694 | DTE-11003-Mercury | 11003 | Detroit Edison Company | 2018-04-01 | Yes | Yes | Yes | Yes | Yes | Yes | Yes | Yes | Yes | Yes | Yes | Yes | Yes | Yes
10362 | MH-react-on-18s |  | Manitoba Hydro | 2018-04-01 | Yes | Yes | Yes | Yes | Yes | Yes | Yes | Yes | Yes | Yes | Yes | Yes | Yes | Yes
21399 | MH-react-on-18spr |  | Manitoba Hydro | 2018-04-01 | Yes | Yes | Yes | Yes | Yes | Yes | Yes | Yes | Yes | Yes | Yes | Yes | Yes | Yes
25115 | CONS-Ludington_Unit6_Upgrade |  | Consumers Energy | 2018-04-03 | Yes | Yes | Yes | Yes | Yes | Yes | Yes | Yes | Yes | Yes | Yes | Yes | Yes | Yes
23261 | ATC_(Z14)_WERW-WLK_WERWG31_Rerate |  | American Transmission Company | 2018-04-12 | Yes | Yes | Yes | Yes | Yes | Yes | Yes | Yes | Yes | Yes | Yes | Yes | Yes | Yes
18050 | METC-4537-Benston | 4537 | International Transmission Company | 2018-04-15 | Yes | Yes | Yes | Yes | Yes | Yes | Yes | Yes | Yes | Yes | Yes | Yes | Yes | Yes
18518 | CE-4537-Benston | 4537 | Consumers Energy | 2018-04-15 | Yes | Yes | Yes | Yes | Yes | Yes | Yes | Yes | Yes | Yes | Yes | Yes | Yes | Yes
109612 | MPPA-MISO-14124-Riley 138-69kV Transformer Add | 14124 | Michigan Public Power Agency | 2018-04-15 | Yes | Yes | Yes | Yes | Yes | Yes | Yes | Yes | Yes | Yes | Yes | Yes | Yes | Yes
24658 | ATC_(13824)_Z2_6750_NRD-FMTT-CNTW_69_Rerate | 13824 | American Transmission Company | 2018-04-18 | No | Yes | No | Yes | No | Yes | No | Yes | No | Yes | No | Yes | No | Yes
17584 | ATC_(7603)_Z1_M-13_Reinforcement | 7603 | American Transmission Company | 2018-04-20 | Yes | Yes | Yes | Yes | Yes | Yes | Yes | Yes | Yes | Yes | Yes | Yes | Yes | Yes
22888 | CE-WestBranchRecon |  | Consumers Energy | 2018-04-21 | Yes | Yes | Yes | Yes | Yes | Yes | Yes | Yes | Yes | Yes | Yes | Yes | Yes | Yes
23775 | METC-4537-Saganing | 4537 | International Transmission Company | 2018-04-21 | Yes | Yes | Yes | Yes | Yes | Yes | Yes | Yes | Yes | Yes | Yes | Yes | Yes | Yes
15881 | ITCT-4500-Carrigan | 4500 | ITC Holdings Corp. | 2018-04-30 | Yes | Yes | Yes | Yes | Yes | Yes | Yes | Yes | Yes | Yes | Yes | Yes | Yes | Yes
22344 | ATC_(12097)_Z3A_T-D_ALTE_Verona_138kV | 12097 | American Transmission Company | 2018-04-30 | Yes | Yes | Yes | Yes | Yes | Yes | Yes | Yes | Yes | Yes | Yes | Yes | Yes | Yes
25406 | MRES-286-Alexandria-Sw-Shunt-Conversion |  | Missouri River Energy | 2018-04-30 | Yes | Yes | Yes | Yes | Yes | Yes | Yes | Yes | Yes | Yes | Yes | Yes | Yes | Yes
110151 | 8420-AECC-Baltz Lake 04-30-2018 | 8420 | Arkansas Electric Cooperative Corporation | 2018-04-30 | Yes | Yes | Yes | Yes | Yes | Yes | Yes | Yes | Yes | Yes | Yes | Yes | Yes | Yes
15838 | ITCT-4531-Dorset-Milan_Sag | 4531 | ITC Holdings Corp. | 2018-05-01 | Yes | Yes | Yes | Yes | Yes | Yes | Yes | Yes | Yes | Yes | Yes | Yes | Yes | Yes
23325 | ATC_(12463)_Z5_9942_9962_ADN-WHA_Uprate | 12463 | American Transmission Company | 2018-05-01 | Yes | Yes | Yes | Yes | Yes | Yes | Yes | Yes | Yes | Yes | Yes | Yes | Yes | Yes
24588 | MP-12583-MISO-76Lupgrade | 12583 | Minnesota Power Company | 2018-05-01 | Yes | Yes | Yes | Yes | Yes | Yes | Yes | Yes | Yes | Yes | Yes | Yes | Yes | Yes
24570 | AM-TP1006-13566-Ina- MT Vernon rebuild | 13566 | Ameren | 2018-05-01 | No | Yes | No | Yes | No | Yes | No | Yes | No | Yes | No | Yes | No | Yes
23773 | ITCT-13144-Zephyr | 13144 | ITC Holdings Corp. | 2018-05-01 | Yes | Yes | Yes | Yes | Yes | Yes | Yes | Yes | Yes | Yes | Yes | Yes | Yes | Yes
24611 | AM-TP1015-13673-Bland-Meta- | 13673 | Ameren | 2018-05-01 | No | Yes | No | Yes | No | Yes | No | Yes | No | Yes | No | Yes | No | Yes
24169 | DTE-13144-Zephyr_Station [17-05-15 16:22] | 13144 | Detroit Edison Company | 2018-05-02 | Yes | Yes | Yes | Yes | Yes | Yes | Yes | Yes | Yes | Yes | Yes | Yes | Yes | Yes
25235 | EES 9707 16-EAI-011 Camden Maguire Reconfigure | 9707 | Entergy | 2018-05-04 | Yes | Yes | Yes | Yes | Yes | Yes | Yes | Yes | Yes | Yes | Yes | Yes | Yes | Yes
24092 | DEI-MTEP_7940-Bdfrd-Wrthngtn13840LineR3 | 7940 | Duke Energy | 2018-05-07 | Yes | Yes | Yes | Yes | Yes | Yes | Yes | Yes | Yes | Yes | Yes | Yes | Yes | Yes
19462 | ITCT-4145-Southfield_to_Quaker [15-05-05 12:48] | 4145 | ITC Holdings Corp. | 2018-05-15 | Yes | Yes | Yes | Yes | Yes | Yes | Yes | Yes | Yes | Yes | Yes | Yes | Yes | Yes
25147 | CONS-Edenville_ReplaceXfmr1 |  | Consumers Energy | 2018-05-15 | Yes | Yes | Yes | Yes | Yes | Yes | Yes | Yes | Yes | Yes | Yes | Yes | Yes | Yes
24781 | ITCT-4153-Toll Rd | 4153 | ITC Holdings Corp. | 2018-05-15 | Yes | Yes | Yes | Yes | Yes | Yes | Yes | Yes | Yes | Yes | Yes | Yes | Yes | Yes
18837 | XEL-4231-GALESVILLE_REBUILD_R3 | 4231 | Xcel Energy | 2018-05-31 | Yes | Yes | Yes | Yes | Yes | Yes | Yes | Yes | Yes | Yes | Yes | Yes | Yes | Yes
22091 | METC-11243_Verona - Barnum Rebuild | 11243 | International Transmission Company | 2018-05-31 | Yes | Yes | Yes | Yes | Yes | Yes | Yes | Yes | Yes | Yes | Yes | Yes | Yes | Yes
22504 | LBWL-TRANS REINFORCEMENT |  | Lansing Board of Water & Light | 2018-05-31 | Yes | Yes | Yes | Yes | Yes | Yes | Yes | Yes | Yes | Yes | Yes | Yes | Yes | Yes
23046 | METC-11683-Barnum_to_Alder_sag | 11683 | International Transmission Company | 2018-05-31 | Yes | Yes | Yes | Yes | Yes | Yes | Yes | Yes | Yes | Yes | Yes | Yes | Yes | Yes
23048 | METC-11704-Denso_to_Vrooman_sag | 11704 | International Transmission Company | 2018-05-31 | Yes | Yes | Yes | Yes | Yes | Yes | Yes | Yes | Yes | Yes | Yes | Yes | Yes | Yes
23324 | ATC_(12347)_Z3A_T-D_SU_Stoughton_West | 12347 | American Transmission Company | 2018-05-31 | Yes | Yes | Yes | Yes | Yes | Yes | Yes | Yes | Yes | Yes | Yes | Yes | Yes | Yes
23777 | METC-4538-Ash_Road | 4538 | International Transmission Company | 2018-05-31 | Yes | Yes | Yes | Yes | Yes | Yes | Yes | Yes | Yes | Yes | Yes | Yes | Yes | Yes
24695 | DTE-4287-Hiltton Road_Phase_1 [17-09-18 10:32] | 4287 | Detroit Edison Company | 2018-05-31 | Yes | Yes | Yes | Yes | Yes | Yes | Yes | Yes | Yes | Yes | Yes | Yes | Yes | Yes
5734 | CE-2770-Gilmore_Dist | 2770 | Consumers Energy | 2018-06-01 | Yes | Yes | Yes | Yes | Yes | Yes | Yes | Yes | Yes | Yes | Yes | Yes | Yes | Yes
10607 | CE-CaseLk |  | Consumers Energy | 2018-06-01 | Yes | Yes | Yes | Yes | Yes | Yes | Yes | Yes | Yes | Yes | Yes | Yes | Yes | Yes
10800 | CE-RosebushRbld |  | Consumers Energy | 2018-06-01 | Yes | Yes | Yes | Yes | Yes | Yes | Yes | Yes | Yes | Yes | Yes | Yes | Yes | Yes
13146 | EES 13-EAI-003 Monticello East-Reed |  | Entergy | 2018-06-01 | Yes | Yes | Yes | Yes | Yes | Yes | Yes | Yes | Yes | Yes | Yes | Yes | Yes | Yes
15027 | EES 10-ELL-008 SELA_Coast_Improvement_Phase3 |  | Entergy | 2018-06-01 | Yes | Yes | Yes | Yes | Yes | Yes | Yes | Yes | Yes | Yes | Yes | Yes | Yes | Yes
15536 | SME_L57 Rebuild |  | South Mississippi Electric Power Association | 2018-06-01 | Yes | Yes | Yes | Yes | Yes | Yes | Yes | Yes | Yes | Yes | Yes | Yes | Yes | Yes
15537 | SME_L58 Rebuild |  | South Mississippi Electric Power Association | 2018-06-01 | Yes | Yes | Yes | Yes | Yes | Yes | Yes | Yes | Yes | Yes | Yes | Yes | Yes | Yes
15791 | MEC-MISO-3248-Rising Sun-NE 54th Ave | 3248 | MidAmerican Energy | 2018-06-01 | Yes | Yes | Yes | Yes | Yes | Yes | Yes | Yes | Yes | Yes | Yes | Yes | Yes | Yes
15948 | EES_4634(3-ELL-006)_Ninemile-Westwego 115kv | 4634 | Entergy | 2018-06-01 | Yes | Yes | Yes | Yes | Yes | Yes | Yes | Yes | Yes | Yes | Yes | Yes | Yes | Yes
15953 | EES_4639(14-ELL-006)_Ninemile-Harvey 115kv line | 4639 | Entergy | 2018-06-01 | Yes | Yes | Yes | Yes | Yes | Yes | Yes | Yes | Yes | Yes | Yes | Yes | Yes | Yes
16181 | SME_Spring Cottage Delivery Point |  | South Mississippi Electric Power Association | 2018-06-01 | Yes | Yes | Yes | Yes | Yes | Yes | Yes | Yes | Yes | Yes | Yes | Yes | Yes | Yes
18017 | METC-4508-Plaster_Creek_to_Broadmoor_sag | 4508 | International Transmission Company | 2018-06-01 | Yes | Yes | Yes | Yes | Yes | Yes | Yes | Yes | Yes | Yes | Yes | Yes | Yes | Yes
18024 | ITCT-8094-Fitz_120 | 8094 | ITC Holdings Corp. | 2018-06-01 | Yes | Yes | Yes | Yes | Yes | Yes | Yes | Yes | Yes | Yes | Yes | Yes | Yes | Yes
18027 | METC-8090-Cornell_to_Blue_Water_J_sag | 8090 | International Transmission Company | 2018-06-01 | Yes | Yes | Yes | Yes | Yes | Yes | Yes | Yes | Yes | Yes | Yes | Yes | Yes | Yes
18125 | EES 7950 15-EGL-011 East Broad - Ford 69 kV | 7950 | Entergy | 2018-06-01 | Yes | Yes | Yes | Yes | Yes | Yes | Yes | Yes | Yes | Yes | Yes | Yes | Yes | Yes
18126 | EES 7952 15-EGL-012 Contraband-Solac 69 kV | 7952 | Entergy | 2018-06-01 | Yes | Yes | Yes | Yes | Yes | Yes | Yes | Yes | Yes | Yes | Yes | Yes | Yes | Yes
18450 | AMIL_TP719_4345_GiffordSub | 4345 | Ameren | 2018-06-01 | Yes | Yes | Yes | Yes | Yes | Yes | Yes | Yes | Yes | Yes | Yes | Yes | Yes | Yes
18486 | SME_(8560)_2016_SMEPA_SOCO_IC | 8560 | South Mississippi Electric Power Association | 2018-06-01 | Yes | Yes | Yes | Yes | Yes | Yes | Yes | Yes | Yes | Yes | Yes | Yes | Yes | Yes
18674 | METC-8460-Hemphill_to_Sabine_sag | 8460 | International Transmission Company | 2018-06-01 | Yes | Yes | Yes | Yes | Yes | Yes | Yes | Yes | Yes | Yes | Yes | Yes | Yes | Yes
18130 | EES 7988 15-ELL-001 Terrebonne-Bayou Vista | 7988 | Entergy | 2018-06-01 | Yes | Yes | Yes | Yes | Yes | Yes | Yes | Yes | Yes | Yes | Yes | Yes | Yes | Yes
19765 | EES 9281 15-ETI-014 Cleveland to Tarkington | 9281 | Entergy | 2018-06-01 | Yes | Yes | Yes | Yes | Yes | Yes | Yes | Yes | Yes | Yes | Yes | Yes | Yes | Yes
20036 | EES 9698 16-EAI-006 ELD East-ELD Jackson line | 9698 | Entergy | 2018-06-01 | Yes | Yes | Yes | Yes | Yes | Yes | Yes | Yes | Yes | Yes | Yes | Yes | Yes | Yes
20047 | EES 9702 16-EAI-016 Jacksonville N-Sylvan Hills | 9702 | Entergy | 2018-06-01 | Yes | Yes | Yes | Yes | Yes | Yes | Yes | Yes | Yes | Yes | Yes | Yes | Yes | Yes
20049 | EES 9699 16-EAI-005 El Dorado Donan 115 kV cap | 9699 | Entergy | 2018-06-01 | Yes | Yes | Yes | Yes | Yes | Yes | Yes | Yes | Yes | Yes | Yes | Yes | Yes | Yes
20055 | EES 9682 16-ELN-001 Vienna-Trussel Xing | 9682 | Entergy | 2018-06-01 | Yes | Yes | Yes | Yes | Yes | Yes | Yes | Yes | Yes | Yes | Yes | Yes | Yes | Yes
20057 | EES 9684 16-ELN-004 Cadeville Sub | 9684 | Entergy | 2018-06-01 | Yes | Yes | Yes | Yes | Yes | Yes | Yes | Yes | Yes | Yes | Yes | Yes | Yes | Yes
20074 | EES 9833 16-EMI-007 Greenville North cap | 9833 | Entergy | 2018-06-01 | Yes | Yes | Yes | Yes | Yes | Yes | Yes | Yes | Yes | Yes | Yes | Yes | Yes | Yes
20119 | EES 9788 16-EGL-022 Champagne 69kV Cap Bank | 9788 | Entergy | 2018-06-01 | Yes | Yes | Yes | Yes | Yes | Yes | Yes | Yes | Yes | Yes | Yes | Yes | Yes | Yes
20125 | EES 9794 16-EGL-032 Repapco-Port Hudson | 9794 | Entergy | 2018-06-01 | Yes | Yes | Yes | Yes | Yes | Yes | Yes | Yes | Yes | Yes | Yes | Yes | Yes | Yes
20192 | MEC-MTEP-9947-Polk City Sub | 9947 | MidAmerican Energy | 2018-06-01 | Yes | Yes | Yes | Yes | Yes | Yes | Yes | Yes | Yes | Yes | Yes | Yes | Yes | Yes
20427 | 10204-AECC-Hunter North 06-01-2018 | 10204 | Arkansas Electric Cooperative Corporation | 2018-06-01 | Yes | Yes | Yes | Yes | Yes | Yes | Yes | Yes | Yes | Yes | Yes | Yes | Yes | Yes
20612 | ITCT-9685-Jacoob_to_St_Clair_sag | 9685 | ITC Holdings Corp. | 2018-06-01 | Yes | Yes | Yes | Yes | Yes | Yes | Yes | Yes | Yes | Yes | Yes | Yes | Yes | Yes
21130 | ATC_(10563)Z5_T-D_WEC_Oakview_836 | 10563 | American Transmission Company | 2018-06-01 | Yes | Yes | Yes | Yes | Yes | Yes | Yes | Yes | Yes | Yes | Yes | Yes | Yes | Yes
21225 | BVRCH52G unit2 Uprate-End Suspension 6/1/2018 |  | Alliant Energy | 2018-06-01 | Yes | Yes | Yes | Yes | Yes | Yes | Yes | Yes | Yes | Yes | Yes | Yes | Yes | Yes
21911 | EES 10865 16-EMI-015 Morton - Forest Upgrade line | 10865 | Entergy | 2018-06-01 | Yes | Yes | Yes | Yes | Yes | Yes | Yes | Yes | Yes | Yes | Yes | Yes | Yes | Yes
22140 | DEI-MTEP_11343-LafSE-GenFoodsJct_13808_Recond | 11434 | Duke Energy | 2018-06-01 | Yes | Yes | Yes | Yes | Yes | Yes | Yes | Yes | Yes | Yes | Yes | Yes | Yes | Yes
22404 | AMIL-TP496_7801_Cahokia-Ashley | 7801 | Ameren | 2018-06-01 | Yes | Yes | Yes | Yes | Yes | Yes | Yes | Yes | Yes | Yes | Yes | Yes | Yes | Yes
22585 | AM_TP889_MISO-9826 Neoga 345-138 Xfmr 2 | 9826 | Ameren | 2018-06-01 | Yes | Yes | Yes | Yes | Yes | Yes | Yes | Yes | Yes | Yes | Yes | Yes | Yes | Yes
22733 | EES_12108(17-ELF-002)_Moril Auto Upgrade | 12108 | Entergy | 2018-06-01 | Yes | Yes | Yes | Yes | Yes | Yes | Yes | Yes | Yes | Yes | Yes | Yes | Yes | Yes
22762 | EES 12116 17-ETI-021 Rabon Chapel 138 new sub | 12116 | Entergy | 2018-06-01 | Yes | Yes | Yes | Yes | Yes | Yes | Yes | Yes | Yes | Yes | Yes | Yes | Yes | Yes
22796 | SME_(9949)_Cloverdale_DeliveryPoint | 9949 | South Mississippi Electric Power Association | 2018-06-01 | Yes | Yes | Yes | Yes | Yes | Yes | Yes | Yes | Yes | Yes | Yes | Yes | Yes | Yes
22816 | EES 12059 17-EAI-024 LR Kanis - Install D Xfmr | 12059 | Entergy | 2018-06-01 | Yes | Yes | Yes | Yes | Yes | Yes | Yes | Yes | Yes | Yes | Yes | Yes | Yes | Yes
22849 | EES 12028 17-EMI-007 Tinnin Rd Load Point | 12028 | Entergy | 2018-06-01 | Yes | Yes | Yes | Yes | Yes | Yes | Yes | Yes | Yes | Yes | Yes | Yes | Yes | Yes
22901 | DEI-MTEP_11997-LincolnvilleWVPAsubMove | 11997 | Duke Energy | 2018-06-01 | Yes | Yes | Yes | Yes | Yes | Yes | Yes | Yes | Yes | Yes | Yes | Yes | Yes | Yes
22905 | AM-TP915-10886-SBell-Centervilel reconductor | 10886 | Ameren | 2018-06-01 | Yes | Yes | Yes | Yes | Yes | Yes | Yes | Yes | Yes | Yes | Yes | Yes | Yes | Yes
22963 | SME_(12214)_Cole Road_DeliveryPoint | 12214 | South Mississippi Electric Power Association | 2018-06-01 | Yes | Yes | Yes | Yes | Yes | Yes | Yes | Yes | Yes | Yes | Yes | Yes | Yes | Yes
22978 | MPW-12227-UPGRADE-L90PP-GV [16-09-28 18:07] | 12227 | Muscatine Power and Water | 2018-06-01 | Yes | Yes | Yes | Yes | Yes | Yes | Yes | Yes | Yes | Yes | Yes | Yes | Yes | Yes
23026 | SME_(12215)_WHattiesburg_DeliveryPoint | 12215 | South Mississippi Electric Power Association | 2018-06-01 | No | Yes | No | Yes | No | Yes | No | Yes | No | Yes | No | Yes | No | Yes
23050 | METC-9422-Coldwater | 9422 | International Transmission Company | 2018-06-01 | Yes | Yes | Yes | Yes | Yes | Yes | Yes | Yes | Yes | Yes | Yes | Yes | Yes | Yes
23260 | AM-TP468-2995-Brokaw Line 1578 | 2995 | Ameren | 2018-06-01 | Yes | Yes | Yes | Yes | Yes | Yes | Yes | Yes | Yes | Yes | Yes | Yes | Yes | Yes
23537 | SME_(12207)_Carter_DeliveryPoint | 12207 | South Mississippi Electric Power Association | 2018-06-01 | Yes | Yes | Yes | Yes | Yes | Yes | Yes | Yes | Yes | Yes | Yes | Yes | Yes | Yes
23549 | EES 12823 17-EMI-009 Airport JAN Breakers | 12823 | Entergy | 2018-06-01 | Yes | Yes | Yes | Yes | Yes | Yes | Yes | Yes | Yes | Yes | Yes | Yes | Yes | Yes
23655 | AM-TP782-9841- S Blm TX and Blm Re Eqiv | 9841 | Ameren | 2018-06-01 | Yes | Yes | Yes | Yes | Yes | Yes | Yes | Yes | Yes | Yes | Yes | Yes | Yes | Yes
22081 | ATC_(Z3A)_T-D_ALTE_Hillman |  | American Transmission Company | 2018-06-01 | Yes | Yes | Yes | Yes | Yes | Yes | Yes | Yes | Yes | Yes | Yes | Yes | Yes | Yes
23659 | AM-TP734-4479-Ramsey Ring bus | 4479 | Ameren | 2018-06-01 | No | Yes | No | Yes | No | Yes | No | Yes | No | Yes | No | Yes | No | Yes
24169 | DTE-13144-Zephyr_Station [17-05-15 16:22] | 13144 | Detroit Edison Company | 2018-06-01 | Yes | Yes | Yes | Yes | Yes | Yes | Yes | Yes | Yes | Yes | Yes | Yes | Yes | Yes
13445 | ITCM_3205_MVP_Lakefield-Huntley | 3205 | ITC Holdings Corp. | 2018-06-01 | Yes | Yes | Yes | Yes | Yes | Yes | Yes | Yes | Yes | Yes | Yes | Yes | Yes | Yes
13445 | ITCM_3205_MVP_Lakefield-Huntley | 3205 | ITC Holdings Corp. | 2018-06-01 | Yes | Yes | Yes | Yes | Yes | Yes | Yes | Yes | Yes | Yes | Yes | Yes | Yes | Yes
24624 | AM-TP980-13672-cahoka-Meramec-Lakeshire tie | 13672 | Ameren | 2018-06-01 | No | Yes | No | Yes | No | Yes | No | Yes | No | Yes | No | Yes | No | Yes
24669 | XEL-BLACK-DOG-6-R2 |  | Xcel Energy | 2018-06-01 | Yes | Yes | Yes | Yes | Yes | Yes | Yes | Yes | Yes | Yes | Yes | Yes | Yes | Yes
24784 | DEI-MTEP_13808-McCordsville69sub+69130reconfig | 13808 | Duke Energy | 2018-06-01 | No | Yes | No | Yes | No | Yes | No | Yes | No | Yes | No | Yes | No | Yes
25005 | EES 13895 18-ELB-003 Mt Houmas 230 kV | 13895 | Entergy | 2018-06-01 | No | Yes | No | Yes | No | Yes | No | Yes | No | Yes | No | Yes | No | Yes
25216 | EES 8040 14-EAI-028 ANO-Mabelvale Upgrade | 8040 | Entergy | 2018-06-01 | Yes | Yes | Yes | Yes | Yes | Yes | Yes | Yes | Yes | Yes | Yes | Yes | Yes | Yes
25228 | XEL-14054-PLYMOUTH-AREA-UPGRADES-P2 | 14054 | Xcel Energy | 2018-06-01 | No | Yes | No | Yes | No | Yes | No | Yes | No | Yes | No | Yes | No | Yes
25265 | 12603-AECC-Olms-Zionh115 6-1-2018-R3 | 12603 | Arkansas Electric Cooperative Corporation | 2018-06-01 | Yes | Yes | Yes | Yes | Yes | Yes | Yes | Yes | Yes | Yes | Yes | Yes | Yes | Yes
25301 | XEL-3473-SIOUX_FALLS_FINAL_PHASE | 3473 | Xcel Energy | 2018-06-01 | Yes | Yes | Yes | Yes | Yes | Yes | Yes | Yes | Yes | Yes | Yes | Yes | Yes | Yes
25325 | GO-J558-REPOWER |  | MISO | 2018-06-01 | Yes | Yes | Yes | Yes | Yes | Yes | Yes | Yes | Yes | Yes | Yes | Yes | Yes | Yes
25338 | DEI-NIPS-MTEP_2202-Greentown-Reynolds765-345R10 | 2202 | Duke Energy | 2018-06-01 | Yes | Yes | Yes | Yes | Yes | Yes | Yes | Yes | Yes | Yes | Yes | Yes | Yes | Yes
25338 | DEI-NIPS-MTEP_2202-Greentown-Reynolds765-345R10 | 2202 | Duke Energy | 2018-06-01 | Yes | Yes | Yes | Yes | Yes | Yes | Yes | Yes | Yes | Yes | Yes | Yes | Yes | Yes
25338 | DEI-NIPS-MTEP_2202-Greentown-Reynolds765-345R10 | 2202 | Duke Energy | 2018-06-01 | Yes | Yes | Yes | Yes | Yes | Yes | Yes | Yes | Yes | Yes | Yes | Yes | Yes | Yes
25338 | DEI-NIPS-MTEP_2202-Greentown-Reynolds765-345R10 | 2202 | Duke Energy | 2018-06-01 | Yes | Yes | Yes | Yes | Yes | Yes | Yes | Yes | Yes | Yes | Yes | Yes | Yes | Yes
25338 | DEI-NIPS-MTEP_2202-Greentown-Reynolds765-345R10 | 2202 | Duke Energy | 2018-06-01 | Yes | Yes | Yes | Yes | Yes | Yes | Yes | Yes | Yes | Yes | Yes | Yes | Yes | Yes
25374 | EES remove AECI Dell generator (move to MISO) |  | Entergy | 2018-06-01 | Yes | Yes | Yes | Yes | Yes | Yes | Yes | Yes | Yes | Yes | Yes | Yes | Yes | Yes
23122 | AM-TP950-11958-Cambell-Venice river crossing | 11958 | Ameren | 2018-06-01 | Yes | Yes | Yes | Yes | Yes | Yes | Yes | Yes | Yes | Yes | Yes | Yes | Yes | Yes
20306 | ITCM_9664_Guthrie-WhitePoleRd-Panora_Conversion | 9664 | ITC Holdings Corp. | 2018-06-01 | Yes | Yes | Yes | Yes | Yes | Yes | Yes | Yes | Yes | Yes | Yes | Yes | Yes | Yes
20693 | ITCM_10303_Willaimsburg 161_Conv_Temp | 10303 | ITC Holdings Corp. | 2018-06-01 | Yes | Yes | Yes | Yes | Yes | Yes | Yes | Yes | Yes | Yes | Yes | Yes | Yes | Yes
21229 | ITCM_8074_FAIRFAX_161_KV_CAP_BANK | 8074 | ITC Holdings Corp. | 2018-06-01 | Yes | Yes | Yes | Yes | Yes | Yes | Yes | Yes | Yes | Yes | Yes | Yes | Yes | Yes
109081 | DEI-GensRetireMWabash&CvilleR1 |  | Duke Energy | 2018-06-01 | Yes | Yes | Yes | Yes | Yes | Yes | Yes | Yes | Yes | Yes | Yes | Yes | Yes | Yes
24682 | AM_TP-1017-13794-Hennepin-Woodhall | 13794 | Ameren | 2018-06-01 | No | Yes | No | Yes | No | Yes | No | Yes | No | Yes | No | Yes | No | Yes
109667 | DEI-MTEP_7883-Blmgtn11thSt_R4 | 7883 | Duke Energy | 2018-06-01 | Yes | Yes | Yes | Yes | Yes | Yes | Yes | Yes | Yes | Yes | Yes | Yes | Yes | Yes
25060 | AM-TP984-13547-Lutesville-St Francois | 13547 | Ameren | 2018-06-01 | No | Yes | No | Yes | No | Yes | No | Yes | No | Yes | No | Yes | No | Yes
110200 | ALTW MTEP18 Generator Retirements |  | Alliant Energy | 2018-06-01 | Yes | Yes | Yes | Yes | Yes | Yes | Yes | Yes | Yes | Yes | Yes | Yes | Yes | Yes
21262 | ATC_(10643)_Z5_T-D_WEC_St-Martins_T3 | 10643 | American Transmission Company | 2018-06-01 | Yes | Yes | Yes | Yes | Yes | Yes | Yes | Yes | Yes | Yes | Yes | Yes | Yes | Yes
24615 | AM_TP1019-13675-rebuild decatur-Moweaqua | 13675 | Ameren | 2018-06-01 | No | Yes | No | Yes | No | Yes | No | Yes | No | Yes | No | Yes | No | Yes
23124 | AM-TP884-9745 Ramsey TX upgrade | 9745 | Ameren | 2018-06-04 | Yes | Yes | Yes | Yes | Yes | Yes | Yes | Yes | Yes | Yes | Yes | Yes | Yes | Yes
10620 | CE-ManitouBeachRbld |  | Consumers Energy | 2018-06-15 | Yes | Yes | Yes | Yes | Yes | Yes | Yes | Yes | Yes | Yes | Yes | Yes | Yes | Yes
22827 | CE-UnionCTRecon |  | Consumers Energy | 2018-06-15 | Yes | Yes | Yes | Yes | Yes | Yes | Yes | Yes | Yes | Yes | Yes | Yes | Yes | Yes
17960 | ITCT-8083-Cortland_Relay | 8083 | ITC Holdings Corp. | 2018-06-29 | Yes | Yes | Yes | Yes | Yes | Yes | Yes | Yes | Yes | Yes | Yes | Yes | Yes | Yes
12428 | IPL-3273-SW-StoutCT_Upgrade | 3273 | Indianapolis Power and Light | 2018-06-30 | Yes | Yes | Yes | Yes | Yes | Yes | Yes | Yes | Yes | Yes | Yes | Yes | Yes | Yes
15647 | EES 14-EMI-003 SW MS Improvement Project |  | Entergy | 2018-06-30 | Yes | Yes | Yes | Yes | Yes | Yes | Yes | Yes | Yes | Yes | Yes | Yes | Yes | Yes
22241 | ITCT-11604-J419 | 11604 | ITC Holdings Corp. | 2018-06-30 | Yes | Yes | Yes | Yes | Yes | Yes | Yes | Yes | Yes | Yes | Yes | Yes | Yes | Yes
23752 | WPSC-MISO-8221-Airport Station Move | 8221 | Wolverine Power Cooperative | 2018-06-30 | Yes | Yes | Yes | Yes | Yes | Yes | Yes | Yes | Yes | Yes | Yes | Yes | Yes | Yes
24695 | DTE-4287-Hiltton Road_Phase_1 [17-09-18 10:32] | 4287 | Detroit Edison Company | 2018-06-30 | Yes | Yes | Yes | Yes | Yes | Yes | Yes | Yes | Yes | Yes | Yes | Yes | Yes | Yes
24779 | DTE-3283-Calla_Load_Modify | 3283 | Detroit Edison Company | 2018-06-30 | Yes | Yes | Yes | Yes | Yes | Yes | Yes | Yes | Yes | Yes | Yes | Yes | Yes | Yes
25066 | WPSC-MISO-13163-Iron Works | 13163 | Wolverine Power Cooperative | 2018-06-30 | Yes | Yes | Yes | Yes | Yes | Yes | Yes | Yes | Yes | Yes | Yes | Yes | Yes | Yes
22791 | WPSC-MISO-11023-J392+Upgrades | 11023 | Wolverine Power Cooperative | 2018-07-01 | Yes | Yes | Yes | Yes | Yes | Yes | Yes | Yes | Yes | Yes | Yes | Yes | Yes | Yes
24572 | AM_tp1012-13567-Elkhark-Turris Coal Clearance | 13567 | Ameren | 2018-07-01 | No | Yes | No | Yes | No | Yes | No | Yes | No | Yes | No | Yes | No | Yes
24702 | MEC-MTEP-13584-J529-J590 POI | 13584 | MidAmerican Energy | 2018-07-01 | Yes | Yes | Yes | Yes | Yes | Yes | Yes | Yes | Yes | Yes | Yes | Yes | Yes | Yes
24999 | ITCM_14032_J449_Upgrades | 14032 | ITC Holdings Corp. | 2018-07-01 | No | Yes | No | Yes | No | Yes | No | Yes | No | Yes | No | Yes | No | Yes
10709 | MH-Bipole3 [09-02-20 09:14] [12-03-09 17:45] |  | Manitoba Hydro | 2018-07-01 | Yes | Yes | Yes | Yes | Yes | Yes | Yes | Yes | Yes | Yes | Yes | Yes | Yes | Yes
24761 | ATC_(Z3)_MGE_Retire_FCH1_and_FCH2 |  | American Transmission Company | 2018-07-24 | Yes | Yes | Yes | Yes | Yes | Yes | Yes | Yes | Yes | Yes | Yes | Yes | Yes | Yes
18039 | EES 8284 14-ELL-019 Richardson-I'ville | 8284 | Entergy | 2018-07-31 | Yes | Yes | Yes | Yes | Yes | Yes | Yes | Yes | Yes | Yes | Yes | Yes | Yes | Yes
18039 | EES 8284 14-ELL-019 Richardson-I'ville | 8284 | Entergy | 2018-07-31 | Yes | Yes | Yes | Yes | Yes | Yes | Yes | Yes | Yes | Yes | Yes | Yes | Yes | Yes
24754 | ITCT-4567-Flat_Rock | 4567 | ITC Holdings Corp. | 2018-07-31 | Yes | Yes | Yes | Yes | Yes | Yes | Yes | Yes | Yes | Yes | Yes | Yes | Yes | Yes
24730 | ATC_(14039)_Z5_96SG41_Walker-Tap_Removal | 14039 | American Transmission Company | 2018-08-01 | No | Yes | No | Yes | No | Yes | No | Yes | No | Yes | No | Yes | No | Yes
25247 | ITCT-HVSTW_Move |  | ITC Holdings Corp. | 2018-08-01 | Yes | Yes | Yes | Yes | Yes | Yes | Yes | Yes | Yes | Yes | Yes | Yes | Yes | Yes
24218 | ATC_(9934)_Z5_811_Loop_into_Racine_&_RCND_P5of5 | 9934 | American Transmission Company | 2018-08-03 | Yes | Yes | Yes | Yes | Yes | Yes | Yes | Yes | Yes | Yes | Yes | Yes | Yes | Yes
17918 | DEI-MTEP_7946-Speed-Jeffrsnvl138Line | 7946 | Duke Energy | 2018-08-31 | Yes | Yes | Yes | Yes | Yes | Yes | Yes | Yes | Yes | Yes | Yes | Yes | Yes | Yes
21136 | ATC_(10603)_Z1_ACEC_T-D_Springwater | 10603 | American Transmission Company | 2018-08-31 | Yes | Yes | Yes | Yes | Yes | Yes | Yes | Yes | Yes | Yes | Yes | Yes | Yes | Yes
24028 | ATC_(13064)_N-144_WIW-MCM_115kV_Uprate | 13064 | American Transmission Company | 2018-08-31 | No | Yes | No | Yes | No | Yes | No | Yes | No | Yes | No | Yes | No | Yes
19233 | XEL-10288-OSPREY-69KV-EXPANSION-R1 | 10288 | Xcel Energy | 2018-09-01 | Yes | Yes | Yes | Yes | Yes | Yes | Yes | Yes | Yes | Yes | Yes | Yes | Yes | Yes
22481 | TP830_7870_Move S Blm TX to Brokaw | 7870 | Ameren | 2018-09-01 | Yes | Yes | Yes | Yes | Yes | Yes | Yes | Yes | Yes | Yes | Yes | Yes | Yes | Yes
22586 | AM_TP954_MISO-11865 Bondville 138-69 kV Xfmr 2 | 11865 | Ameren | 2018-09-01 | Yes | Yes | Yes | Yes | Yes | Yes | Yes | Yes | Yes | Yes | Yes | Yes | Yes | Yes
23367 | MEC-MTEP-12723-J499 POI Sub | 12723 | MidAmerican Energy | 2018-09-01 | Yes | Yes | Yes | Yes | Yes | Yes | Yes | Yes | Yes | Yes | Yes | Yes | Yes | Yes
23538 | SME_(12208)_Holmesville_DeliveryPoint | 12208 | South Mississippi Electric Power Association | 2018-09-01 | Yes | Yes | Yes | Yes | Yes | Yes | Yes | Yes | Yes | Yes | Yes | Yes | Yes | Yes
24472 | AM_TP836-3030-Overton 161kV bus tie | 3030 | Ameren | 2018-09-01 | Yes | Yes | Yes | Yes | Yes | Yes | Yes | Yes | Yes | Yes | Yes | Yes | Yes | Yes
25374 | EES remove AECI Dell generator (move to MISO) |  | Entergy | 2018-09-01 | Yes | Yes | Yes | Yes | Yes | Yes | Yes | Yes | Yes | Yes | Yes | Yes | Yes | Yes
23278 | 659_BEPC_EREC_Hanlon-Fodness |  | Basin Electric | 2018-09-01 | Yes | Yes | Yes | Yes | Yes | Yes | Yes | Yes | Yes | Yes | Yes | Yes | Yes | Yes
23278 | 659_BEPC_EREC_Hanlon-Fodness |  | Basin Electric | 2018-09-01 | Yes | Yes | Yes | Yes | Yes | Yes | Yes | Yes | Yes | Yes | Yes | Yes | Yes | Yes
23278 | 659_BEPC_EREC_Hanlon-Fodness |  | Basin Electric | 2018-09-01 | Yes | Yes | Yes | Yes | Yes | Yes | Yes | Yes | Yes | Yes | Yes | Yes | Yes | Yes
23278 | 659_BEPC_EREC_Hanlon-Fodness |  | Basin Electric | 2018-09-01 | Yes | Yes | Yes | Yes | Yes | Yes | Yes | Yes | Yes | Yes | Yes | Yes | Yes | Yes
23278 | 659_BEPC_EREC_Hanlon-Fodness |  | Basin Electric | 2018-09-01 | Yes | Yes | Yes | Yes | Yes | Yes | Yes | Yes | Yes | Yes | Yes | Yes | Yes | Yes
23278 | 659_BEPC_EREC_Hanlon-Fodness |  | Basin Electric | 2018-09-01 | Yes | Yes | Yes | Yes | Yes | Yes | Yes | Yes | Yes | Yes | Yes | Yes | Yes | Yes
23278 | 659_BEPC_EREC_Hanlon-Fodness |  | Basin Electric | 2018-09-01 | Yes | Yes | Yes | Yes | Yes | Yes | Yes | Yes | Yes | Yes | Yes | Yes | Yes | Yes
23278 | 659_BEPC_EREC_Hanlon-Fodness |  | Basin Electric | 2018-09-01 | Yes | Yes | Yes | Yes | Yes | Yes | Yes | Yes | Yes | Yes | Yes | Yes | Yes | Yes
23278 | 659_BEPC_EREC_Hanlon-Fodness |  | Basin Electric | 2018-09-01 | Yes | Yes | Yes | Yes | Yes | Yes | Yes | Yes | Yes | Yes | Yes | Yes | Yes | Yes
24703 | MEC-MTEP-13645-J455 POI | 13645 | MidAmerican Energy | 2018-09-15 | Yes | Yes | Yes | Yes | Yes | Yes | Yes | Yes | Yes | Yes | Yes | Yes | Yes | Yes
25336 | GO-G830-MEADOWLARK-WIND |  | MISO | 2018-09-21 | Yes | Yes | Yes | Yes | Yes | Yes | Yes | Yes | Yes | Yes | Yes | Yes | Yes | Yes
22954 | GRE-12122-KnifeFalls115 | 12122 | Great River Energy | 2018-09-28 | Yes | Yes | Yes | Yes | Yes | Yes | Yes | Yes | Yes | Yes | Yes | Yes | Yes | Yes
20103 | EES 9771 16-EGL-012-1 SWLA69IP Henning Sub | 9771 | Entergy | 2018-09-30 | Yes | Yes | Yes | Yes | Yes | Yes | Yes | Yes | Yes | Yes | Yes | Yes | Yes | Yes
23494 | MDU-12787-WatfordCity | 12787 | Montana Dakota Utilities | 2018-09-30 | Yes | Yes | Yes | Yes | Yes | Yes | Yes | Yes | Yes | Yes | Yes | Yes | Yes | Yes
24683 | NIPS-3203-Reynolds_BurrOak_Hiple_12 | 3203 | Northern Indiana Public Service | 2018-09-30 | Yes | Yes | Yes | Yes | Yes | Yes | Yes | Yes | Yes | Yes | Yes | Yes | Yes | Yes
24683 | NIPS-3203-Reynolds_BurrOak_Hiple_12 | 3203 | Northern Indiana Public Service | 2018-09-30 | Yes | Yes | Yes | Yes | Yes | Yes | Yes | Yes | Yes | Yes | Yes | Yes | Yes | Yes
24683 | NIPS-3203-Reynolds_BurrOak_Hiple_12 | 3203 | Northern Indiana Public Service | 2018-09-30 | Yes | Yes | Yes | Yes | Yes | Yes | Yes | Yes | Yes | Yes | Yes | Yes | Yes | Yes
24695 | DTE-4287-Hiltton Road_Phase_1 [17-09-18 10:32] | 4287 | Detroit Edison Company | 2018-09-30 | Yes | Yes | Yes | Yes | Yes | Yes | Yes | Yes | Yes | Yes | Yes | Yes | Yes | Yes
25383 | ATC_(Z4)_Retire_Edgewater#4 |  | American Transmission Company | 2018-09-30 | Yes | Yes | Yes | Yes | Yes | Yes | Yes | Yes | Yes | Yes | Yes | Yes | Yes | Yes
16916 | GRE-BCC-ElkRiverToMMPA |  | Great River Energy | 2018-10-01 | Yes | Yes | Yes | Yes | Yes | Yes | Yes | Yes | Yes | Yes | Yes | Yes | Yes | Yes
20328 | ITCM_9665_PCI-Oak_Hill_Conversion | 9665 | ITC Holdings Corp. | 2018-10-01 | Yes | Yes | Yes | Yes | Yes | Yes | Yes | Yes | Yes | Yes | Yes | Yes | Yes | Yes
22316 | XEL-G261-11644 WILMARTH-SWAN LK UPRATE-R1 | 11644 | Xcel Energy | 2018-10-01 | Yes | Yes | Yes | Yes | Yes | Yes | Yes | Yes | Yes | Yes | Yes | Yes | Yes | Yes
22991 | ITCM_12167_J416_Quinn_345kV | 12167 | ITC Holdings Corp. | 2018-10-01 | Yes | Yes | Yes | Yes | Yes | Yes | Yes | Yes | Yes | Yes | Yes | Yes | Yes | Yes
23368 | MEC-MISO-J499 Arbor Hill |  | MidAmerican Energy | 2018-10-01 | Yes | Yes | Yes | Yes | Yes | Yes | Yes | Yes | Yes | Yes | Yes | Yes | Yes | Yes
24063 | MP-MISO-16LTapClosed2018 |  | Minnesota Power Company | 2018-10-01 | Yes | Yes | Yes | Yes | Yes | Yes | Yes | Yes | Yes | Yes | Yes | Yes | Yes | Yes
24694 | DTE-11003-Mercury | 11003 | Detroit Edison Company | 2018-10-01 | Yes | Yes | Yes | Yes | Yes | Yes | Yes | Yes | Yes | Yes | Yes | Yes | Yes | Yes
24778 | MP-13526-MISO-TiogaSub_MP | 13526 | Minnesota Power Company | 2018-10-01 | No | Yes | No | Yes | No | Yes | No | Yes | No | Yes | No | Yes | No | Yes
25150 | ATC_(13734)_Z5_T-D_WEC_Berryville_2nd_Tr | 13734 | American Transmission Company | 2018-10-01 | No | Yes | No | Yes | No | Yes | No | Yes | No | Yes | No | Yes | No | Yes
25271 | GO-G261-MANKATO-ENERGY-CENTER |  | MISO | 2018-10-01 | Yes | Yes | Yes | Yes | Yes | Yes | Yes | Yes | Yes | Yes | Yes | Yes | Yes | Yes
21946 | ATC_(12180)_Z2_T-D_MIUP_Sagola_T6 | 12180 | American Transmission Company | 2018-10-01 | Yes | Yes | Yes | Yes | Yes | Yes | Yes | Yes | Yes | Yes | Yes | Yes | Yes | Yes
22446 | ITCT-11584-J308 [16-08-18 13:57] | 11584 | ITC Holdings Corp. | 2018-10-15 | Yes | Yes | Yes | Yes | Yes | Yes | Yes | Yes | Yes | Yes | Yes | Yes | Yes | Yes
22445 | ITCT-11583-J301 | 11583 | ITC Holdings Corp. | 2018-10-15 | Yes | Yes | Yes | Yes | Yes | Yes | Yes | Yes | Yes | Yes | Yes | Yes | Yes | Yes
11920 | ATC_(3679)_Z4_NP_NorthAppleton-Morgan_345 | 3679 | American Transmission Company | 2018-10-25 | Yes | Yes | Yes | Yes | Yes | Yes | Yes | Yes | Yes | Yes | Yes | Yes | Yes | Yes
22341 | ATC_(13766)_Z3_Baraboo_Bus_Upgrade | 13766 | American Transmission Company | 2018-10-25 | No | Yes | No | Yes | No | Yes | No | Yes | No | Yes | No | Yes | No | Yes
24598 | METC-13384-Luce | 13384 | International Transmission Company | 2018-10-26 | Yes | Yes | Yes | Yes | Yes | Yes | Yes | Yes | Yes | Yes | Yes | Yes | Yes | Yes
24599 | METC-J589 |  | International Transmission Company | 2018-10-26 | Yes | Yes | Yes | Yes | Yes | Yes | Yes | Yes | Yes | Yes | Yes | Yes | Yes | Yes
11919 | ATC_(3952)_Z4_NP_NorthAppleton-Morgan_138 | 3952 | American Transmission Company | 2018-10-28 | Yes | Yes | Yes | Yes | Yes | Yes | Yes | Yes | Yes | Yes | Yes | Yes | Yes | Yes
24695 | DTE-4287-Hiltton Road_Phase_1 [17-09-18 10:32] | 4287 | Detroit Edison Company | 2018-10-30 | Yes | Yes | Yes | Yes | Yes | Yes | Yes | Yes | Yes | Yes | Yes | Yes | Yes | Yes
24695 | DTE-4287-Hiltton Road_Phase_1 [17-09-18 10:32] | 4287 | Detroit Edison Company | 2018-10-30 | Yes | Yes | Yes | Yes | Yes | Yes | Yes | Yes | Yes | Yes | Yes | Yes | Yes | Yes
18835 | XEL-3797-MAPLE_RIVER-RED_RIVER_2ND_CKT_R1 | 3797 | Xcel Energy | 2018-10-31 | Yes | Yes | Yes | Yes | Yes | Yes | Yes | Yes | Yes | Yes | Yes | Yes | Yes | Yes
19764 | EES 9285 15-ELL-005 Waterford to Vacherie upgrade | 9285 | Entergy | 2018-10-31 | Yes | Yes | Yes | Yes | Yes | Yes | Yes | Yes | Yes | Yes | Yes | Yes | Yes | Yes
20104 | EES 9772 16-EGL-012-2 SWLA69IP CWelsh-Henning | 9772 | Entergy | 2018-10-31 | Yes | Yes | Yes | Yes | Yes | Yes | Yes | Yes | Yes | Yes | Yes | Yes | Yes | Yes
20110 | EES 9778 16-EGL-012-8 SWLA69IP CWelsh-Henning | 9778 | Entergy | 2018-10-31 | Yes | Yes | Yes | Yes | Yes | Yes | Yes | Yes | Yes | Yes | Yes | Yes | Yes | Yes
22004 | ITCM_11163_Devils_Creek | 11163 | ITC Holdings Corp. | 2018-10-31 | Yes | Yes | Yes | Yes | Yes | Yes | Yes | Yes | Yes | Yes | Yes | Yes | Yes | Yes
109631 | ITCT-Detroit_Mfg_Systems_Interconnection |  | ITC Holdings Corp. | 2018-10-31 | Yes | Yes | Yes | Yes | Yes | Yes | Yes | Yes | Yes | Yes | Yes | Yes | Yes | Yes
7048 | MH-Stanley-add-bk1 |  | Manitoba Hydro | 2018-10-31 | Yes | Yes | Yes | Yes | Yes | Yes | Yes | Yes | Yes | Yes | Yes | Yes | Yes | Yes
13446 | ITCM_3205_MVP_Huntley-Ledyard | 3205 | ITC Holdings Corp. | 2018-11-01 | Yes | Yes | Yes | Yes | Yes | Yes | Yes | Yes | Yes | Yes | Yes | Yes | Yes | Yes
13447 | ITCM_3205_MVP_Ledyard-Kossuth | 3205 | ITC Holdings Corp. | 2018-11-01 | Yes | Yes | Yes | Yes | Yes | Yes | Yes | Yes | Yes | Yes | Yes | Yes | Yes | Yes
20051 | EES 9693 16-EAI-014 Pleasant Hill tertiary reactor | 9693 | Entergy | 2018-11-01 | Yes | Yes | Yes | Yes | Yes | Yes | Yes | Yes | Yes | Yes | Yes | Yes | Yes | Yes
21807 | EES 10943 16-EMI-016 Norrel Road 230 kV sub | 10943 | Entergy | 2018-11-01 | Yes | Yes | Yes | Yes | Yes | Yes | Yes | Yes | Yes | Yes | Yes | Yes | Yes | Yes
23910 | OTP_CassLk-caps-to-Donaldson |  | Otter Tail Power Company | 2018-11-01 | Yes | Yes | Yes | Yes | Yes | Yes | Yes | Yes | Yes | Yes | Yes | Yes | Yes | Yes
110005 | DTE-Detroit_Mfg_Systems_(ARTSN) |  | Detroit Edison Company | 2018-11-01 | Yes | Yes | Yes | Yes | Yes | Yes | Yes | Yes | Yes | Yes | Yes | Yes | Yes | Yes
109660 | DEI-MTEP_7882-BlmgtnDunnRing+69128and69171cktsR3 | 7882 | Duke Energy | 2018-11-07 | Yes | Yes | Yes | Yes | Yes | Yes | Yes | Yes | Yes | Yes | Yes | Yes | Yes | Yes
17263 | ITCM_2248_MVP_Ottumwa_TEQ | 2248 | ITC Holdings Corp. | 2018-11-15 | Yes | Yes | Yes | Yes | Yes | Yes | Yes | Yes | Yes | Yes | Yes | Yes | Yes | Yes
23163 | XEL-4697-SPK-LAJ-RECONDUCTOR_P2 | 4697 | Xcel Energy | 2018-11-30 | Yes | Yes | Yes | Yes | Yes | Yes | Yes | Yes | Yes | Yes | Yes | Yes | Yes | Yes
24099 | XEL-8113-WARD_COUNTY_230kV-R3 | 8113 | Xcel Energy | 2018-11-30 | Yes | Yes | Yes | Yes | Yes | Yes | Yes | Yes | Yes | Yes | Yes | Yes | Yes | Yes
25427 | DPC-projects-N153-Rebuild |  | Dairyland Power Cooperative | 2018-11-30 | Yes | Yes | Yes | Yes | Yes | Yes | Yes | Yes | Yes | Yes | Yes | Yes | Yes | Yes
13304 | MEC-MISO-3249-eastAltoonaBondurant161kV | 3249 | MidAmerican Energy | 2018-12-01 | Yes | Yes | Yes | Yes | Yes | Yes | Yes | Yes | Yes | Yes | Yes | Yes | Yes | Yes
16501 | ATC_(4732)_Z4_Ogden_St_Networking_Project | 4732 | American Transmission Company | 2018-12-01 | Yes | Yes | Yes | Yes | Yes | Yes | Yes | Yes | Yes | Yes | Yes | Yes | Yes | Yes
16796 | AMIL-2993-TP197-Cahokia-Dupo-BuckKnob | 2993 | Ameren | 2018-12-01 | Yes | Yes | Yes | Yes | Yes | Yes | Yes | Yes | Yes | Yes | Yes | Yes | Yes | Yes
18031 | EES 14-ELL-020 Panama: Bagatell-Sorrento cut in |  | Entergy | 2018-12-01 | Yes | Yes | Yes | Yes | Yes | Yes | Yes | Yes | Yes | Yes | Yes | Yes | Yes | Yes
20070 | EES 9822 16-EMI-001 Harper SS | 9822 | Entergy | 2018-12-01 | Yes | Yes | Yes | Yes | Yes | Yes | Yes | Yes | Yes | Yes | Yes | Yes | Yes | Yes
20081 | EES 7949 15-EGL-010 Replace Solac 230-69 Autos | 7949 | Entergy | 2018-12-01 | Yes | Yes | Yes | Yes | Yes | Yes | Yes | Yes | Yes | Yes | Yes | Yes | Yes | Yes
20093 | EES 9763 16-EGL-004 Baker-Blount 69 kV | 9763 | Entergy | 2018-12-01 | Yes | Yes | Yes | Yes | Yes | Yes | Yes | Yes | Yes | Yes | Yes | Yes | Yes | Yes
20139 | EES 9807 16-ETI-002 Pintal Sub | 9807 | Entergy | 2018-12-01 | Yes | Yes | Yes | Yes | Yes | Yes | Yes | Yes | Yes | Yes | Yes | Yes | Yes | Yes
20502 | ITCM_10022_CR_Mt_Vernon_69_kV_Conversion Phase 1 | 10022 | ITC Holdings Corp. | 2018-12-01 | Yes | Yes | Yes | Yes | Yes | Yes | Yes | Yes | Yes | Yes | Yes | Yes | Yes | Yes
22069 | AM_TP815_7825_Hilgard Substation | 7825 | Ameren | 2018-12-01 | Yes | Yes | Yes | Yes | Yes | Yes | Yes | Yes | Yes | Yes | Yes | Yes | Yes | Yes
22578 | AM_TP793_12191 Latham Line In Out | 12191 | Ameren | 2018-12-01 | Yes | Yes | Yes | Yes | Yes | Yes | Yes | Yes | Yes | Yes | Yes | Yes | Yes | Yes
22581 | AM_TP936_MISO-11945_Herzog 138 kV Sub | 11945 | Ameren | 2018-12-01 | Yes | Yes | Yes | Yes | Yes | Yes | Yes | Yes | Yes | Yes | Yes | Yes | Yes | Yes
23137 | AM-TP786-11954- Tabor SW station | 11954 | Ameren | 2018-12-01 | No | Yes | No | Yes | No | Yes | No | Yes | No | Yes | No | Yes | No | Yes
23156 | EES 9696 16-EAI-017 Newport Ind Flicker | 9696 | Entergy | 2018-12-01 | Yes | Yes | Yes | Yes | Yes | Yes | Yes | Yes | Yes | Yes | Yes | Yes | Yes | Yes
24538 | AM-TP990-13550-ADM Cap Upgrade Cap Bank | 13550 | Ameren | 2018-12-01 | No | Yes | No | Yes | No | Yes | No | Yes | No | Yes | No | Yes | No | Yes
24606 | AM-TP1008-13668-Crab orchard - Herrin 138 recond | 13668 | Ameren | 2018-12-01 | No | Yes | No | Yes | No | Yes | No | Yes | No | Yes | No | Yes | No | Yes
24607 | AM-TP1010-13669-WFRE-WFKF age and condition | 13669 | Ameren | 2018-12-01 | No | Yes | No | Yes | No | Yes | No | Yes | No | Yes | No | Yes | No | Yes
24609 | AM-TP1014-13671-Muddy-Norris Reconductor | 13671 | Ameren | 2018-12-01 | No | Yes | No | Yes | No | Yes | No | Yes | No | Yes | No | Yes | No | Yes
24617 | AM-TP999-13677-Edwards Cap | 13677 | Ameren | 2018-12-01 | No | Yes | No | Yes | No | Yes | No | Yes | No | Yes | No | Yes | No | Yes
24706 | MEC-MTEP-13840-Sub P Moline 69 kV Cap | 13840 | MidAmerican Energy | 2018-12-01 | Yes | Yes | Yes | Yes | Yes | Yes | Yes | Yes | Yes | Yes | Yes | Yes | Yes | Yes
24723 | MEC-MTEP-9982-Honey Crk-MO Vly 69 kV Rebuild | 9982 | MidAmerican Energy | 2018-12-01 | Yes | Yes | Yes | Yes | Yes | Yes | Yes | Yes | Yes | Yes | Yes | Yes | Yes | Yes
24732 | MEC-MISO-J498 Beaver Creek Phase 2 |  | MidAmerican Energy | 2018-12-01 | Yes | Yes | Yes | Yes | Yes | Yes | Yes | Yes | Yes | Yes | Yes | Yes | Yes | Yes
25136 | ITCM_3467_RYAN_REC_MANCHESTER_IND_69KV_CONV | 3467 | ITC Holdings Corp. | 2018-12-01 | Yes | Yes | Yes | Yes | Yes | Yes | Yes | Yes | Yes | Yes | Yes | Yes | Yes | Yes
25156 | MEC-LaPorte City 69 kV Bus & Radial Line |  | MidAmerican Energy | 2018-12-01 | Yes | Yes | Yes | Yes | Yes | Yes | Yes | Yes | Yes | Yes | Yes | Yes | Yes | Yes
25168 | 659_BEPC_PPA_BurkeWind200MW |  | Basin Electric | 2018-12-01 | Yes | Yes | Yes | Yes | Yes | Yes | Yes | Yes | Yes | Yes | Yes | Yes | Yes | Yes
25374 | EES remove AECI Dell generator (move to MISO) |  | Entergy | 2018-12-01 | Yes | Yes | Yes | Yes | Yes | Yes | Yes | Yes | Yes | Yes | Yes | Yes | Yes | Yes
24608 | AM-TP1011-13670-Fargo-Pioneer sag increase | 13670 | Ameren | 2018-12-01 | No | Yes | No | Yes | No | Yes | No | Yes | No | Yes | No | Yes | No | Yes
24616 | AM-TP1029-13676-Overton-Sedilia | 13676 | Ameren | 2018-12-01 | No | Yes | No | Yes | No | Yes | No | Yes | No | Yes | No | Yes | No | Yes
109518 | MEC-MISO-J438 POI Deep River |  | MidAmerican Energy | 2018-12-01 | Yes | Yes | Yes | Yes | Yes | Yes | Yes | Yes | Yes | Yes | Yes | Yes | Yes | Yes
20331 | ITCM_9666_EmeraldIsle-Beverly_Conversion | 9666 | ITC Holdings Corp. | 2018-12-01 | Yes | Yes | Yes | Yes | Yes | Yes | Yes | Yes | Yes | Yes | Yes | Yes | Yes | Yes
110533 | MEC-MTEP-14666-Ackley 161-12.5 kV Substation | 14666 | MidAmerican Energy | 2018-12-01 | No | Yes | No | Yes | No | Yes | No | Yes | No | Yes | No | Yes | No | Yes
23226 | AM-TP853-9724 Netwon TX reconnection | 9724 | Ameren | 2018-12-01 | Yes | Yes | Yes | Yes | Yes | Yes | Yes | Yes | Yes | Yes | Yes | Yes | Yes | Yes
109191 | AM-TP722-4471-Cahokia-Dupo Ferry | 4471 | Ameren | 2018-12-01 | No | Yes | No | Yes | No | Yes | No | Yes | No | Yes | No | Yes | No | Yes
110359 | SMP-Rice Xfmr Ugrade-J614 |  | Southern Municipal Power Agency | 2018-12-01 | No | Yes | No | Yes | No | Yes | No | Yes | No | Yes | No | Yes | No | Yes
20038 | EES 9704 16-EAI-008 North London 161 kV | 9704 | Entergy | 2018-12-01 | Yes | Yes | Yes | Yes | Yes | Yes | Yes | Yes | Yes | Yes | Yes | Yes | Yes | Yes
24531 | AM_TP1009-13568-Calf-Overton Rating increase | 13568 | Ameren | 2018-12-03 | No | Yes | No | Yes | No | Yes | No | Yes | No | Yes | No | Yes | No | Yes
23491 | TP961-11973-Cane-Grand Island Switching StationR1 | 11973 | Ameren | 2018-12-04 | Yes | Yes | Yes | Yes | Yes | Yes | Yes | Yes | Yes | Yes | Yes | Yes | Yes | Yes
23778 | AM-TP825-7863-Prest Substation | 7863 | Ameren | 2018-12-05 | No | Yes | No | Yes | No | Yes | No | Yes | No | Yes | No | Yes | No | Yes
18482 | GRE-7884-RvrvRd | 7884 | Great River Energy | 2018-12-10 | Yes | Yes | Yes | Yes | Yes | Yes | Yes | Yes | Yes | Yes | Yes | Yes | Yes | Yes
22485 | AM_TP937_11946_GraniteCity23st ring bus | 11946 | Ameren | 2018-12-14 | Yes | Yes | Yes | Yes | Yes | Yes | Yes | Yes | Yes | Yes | Yes | Yes | Yes | Yes
24998 | ITCM_14025_J438_Upgrades | 14025 | ITC Holdings Corp. | 2018-12-14 | No | Yes | No | Yes | No | Yes | No | Yes | No | Yes | No | Yes | No | Yes
18145 | EES 7930 15-ETI-008 Ranch 230 kV | 7930 | Entergy | 2018-12-15 | Yes | Yes | Yes | Yes | Yes | Yes | Yes | Yes | Yes | Yes | Yes | Yes | Yes | Yes
23221 | XEL-J426-EXPAND CHANARAMBIE-R1 |  | Xcel Energy | 2018-12-15 | Yes | Yes | Yes | Yes | Yes | Yes | Yes | Yes | Yes | Yes | Yes | Yes | Yes | Yes
18642 | ATC_(8640)_Z4_SB_City_Limits_138kV_bus_upgrade | 8640 | American Transmission Company | 2018-12-20 | Yes | Yes | Yes | Yes | Yes | Yes | Yes | Yes | Yes | Yes | Yes | Yes | Yes | Yes
24146 | XEL-14035-14036-TC-Fault-Current | 14035 | Xcel Energy | 2018-12-28 | No | Yes | No | Yes | No | Yes | No | Yes | No | Yes | No | Yes | No | Yes
22876 | CONS-SternsRdRecon |  | Consumers Energy | 2018-12-30 | Yes | Yes | Yes | Yes | Yes | Yes | Yes | Yes | Yes | Yes | Yes | Yes | Yes | Yes
9644 | ITCM_3640_Belmond-Meservey_Tap_69kV | 3640 | ITC Holdings Corp. | 2018-12-31 | Yes | Yes | Yes | Yes | Yes | Yes | Yes | Yes | Yes | Yes | Yes | Yes | Yes | Yes
15573 | ATC_(4421)_Z3_T-D_ALTE_WIB | 4421 | American Transmission Company | 2018-12-31 | Yes | Yes | Yes | Yes | Yes | Yes | Yes | Yes | Yes | Yes | Yes | Yes | Yes | Yes
15825 | METC-2810-Delhi-Canal Jct_Rebuild | 2810 | International Transmission Company | 2018-12-31 | Yes | Yes | Yes | Yes | Yes | Yes | Yes | Yes | Yes | Yes | Yes | Yes | Yes | Yes
15947 | WPSC-MISO-4385-Burnips_Fairview | 4385 | Wolverine Power Cooperative | 2018-12-31 | Yes | Yes | Yes | Yes | Yes | Yes | Yes | Yes | Yes | Yes | Yes | Yes | Yes | Yes
15993 | ITCM_4468_Hazleton-Oelwein_69_Rbld | 4468 | ITC Holdings Corp. | 2018-12-31 | Yes | Yes | Yes | Yes | Yes | Yes | Yes | Yes | Yes | Yes | Yes | Yes | Yes | Yes
17937 | DEI-MTEP_7974-LafArea23027and138Lines | 7974 | Duke Energy | 2018-12-31 | Yes | Yes | Yes | Yes | Yes | Yes | Yes | Yes | Yes | Yes | Yes | Yes | Yes | Yes
17937 | DEI-MTEP_7974-LafArea23027and138Lines | 7974 | Duke Energy | 2018-12-31 | Yes | Yes | Yes | Yes | Yes | Yes | Yes | Yes | Yes | Yes | Yes | Yes | Yes | Yes
17937 | DEI-MTEP_7974-LafArea23027and138Lines | 7974 | Duke Energy | 2018-12-31 | Yes | Yes | Yes | Yes | Yes | Yes | Yes | Yes | Yes | Yes | Yes | Yes | Yes | Yes
17937 | DEI-MTEP_7974-LafArea23027and138Lines | 7974 | Duke Energy | 2018-12-31 | Yes | Yes | Yes | Yes | Yes | Yes | Yes | Yes | Yes | Yes | Yes | Yes | Yes | Yes
17963 | DEI-MTEP_7992-AndvlJ-BtsvlN-HlbrJ6919Line | 7992 | Duke Energy | 2018-12-31 | Yes | Yes | Yes | Yes | Yes | Yes | Yes | Yes | Yes | Yes | Yes | Yes | Yes | Yes
17963 | DEI-MTEP_7992-AndvlJ-BtsvlN-HlbrJ6919Line | 7992 | Duke Energy | 2018-12-31 | Yes | Yes | Yes | Yes | Yes | Yes | Yes | Yes | Yes | Yes | Yes | Yes | Yes | Yes
18006 | METC-8121-Hackett_to_Laundra_sag | 8121 | International Transmission Company | 2018-12-31 | Yes | Yes | Yes | Yes | Yes | Yes | Yes | Yes | Yes | Yes | Yes | Yes | Yes | Yes
18009 | METC-8124-Argenta-Morrow_Rebuild | 8124 | International Transmission Company | 2018-12-31 | Yes | Yes | Yes | Yes | Yes | Yes | Yes | Yes | Yes | Yes | Yes | Yes | Yes | Yes
18020 | DEI-MTEP_7987-NewPekinJ-Salem69153Line | 7987 | Duke Energy | 2018-12-31 | Yes | Yes | Yes | Yes | Yes | Yes | Yes | Yes | Yes | Yes | Yes | Yes | Yes | Yes
18021 | DEI-MTEP_7982-Advance-Dover69134Line | 7982 | Duke Energy | 2018-12-31 | Yes | Yes | Yes | Yes | Yes | Yes | Yes | Yes | Yes | Yes | Yes | Yes | Yes | Yes
18215 | METC-8118-Beecher_to_Samaria_Rebuild | 8118 | International Transmission Company | 2018-12-31 | Yes | Yes | Yes | Yes | Yes | Yes | Yes | Yes | Yes | Yes | Yes | Yes | Yes | Yes
18660 | ITCM_8088_Hiawatha_161kV_Cap | 8088 | ITC Holdings Corp. | 2018-12-31 | Yes | Yes | Yes | Yes | Yes | Yes | Yes | Yes | Yes | Yes | Yes | Yes | Yes | Yes
18840 | XEL-8107-YANKEE-CUTOVER_R1 | 8107 | Xcel Energy | 2018-12-31 | Yes | Yes | Yes | Yes | Yes | Yes | Yes | Yes | Yes | Yes | Yes | Yes | Yes | Yes
19670 | ATC_(3127)_Z3_BGG-NMA-345-kV | 3127 | American Transmission Company | 2018-12-31 | Yes | Yes | Yes | Yes | Yes | Yes | Yes | Yes | Yes | Yes | Yes | Yes | Yes | Yes
20176 | MDU-9120-Leola | 9120 | Montana Dakota Utilities | 2018-12-31 | Yes | Yes | Yes | Yes | Yes | Yes | Yes | Yes | Yes | Yes | Yes | Yes | Yes | Yes
20309 | METC-9695-Bullock | 9695 | International Transmission Company | 2018-12-31 | Yes | Yes | Yes | Yes | Yes | Yes | Yes | Yes | Yes | Yes | Yes | Yes | Yes | Yes
20337 | ITCM_9714_Doud_Lyon_69kV_Conversion | 9714 | ITC Holdings Corp. | 2018-12-31 | Yes | Yes | Yes | Yes | Yes | Yes | Yes | Yes | Yes | Yes | Yes | Yes | Yes | Yes
20354 | METC-9705-Alma-Regal_2_Sag | 9705 | International Transmission Company | 2018-12-31 | Yes | Yes | Yes | Yes | Yes | Yes | Yes | Yes | Yes | Yes | Yes | Yes | Yes | Yes
20362 | ITCM_9907_SUMMIT-DOVRAY_69kV_REBUILD | 9907 | ITC Holdings Corp. | 2018-12-31 | Yes | Yes | Yes | Yes | Yes | Yes | Yes | Yes | Yes | Yes | Yes | Yes | Yes | Yes
20366 | ITCM_9901_MT_AYR_SUB_REBUILD | 9901 | ITC Holdings Corp. | 2018-12-31 | Yes | Yes | Yes | Yes | Yes | Yes | Yes | Yes | Yes | Yes | Yes | Yes | Yes | Yes
20435 | MDU-G752-Hettinger |  | Montana Dakota Utilities | 2018-12-31 | Yes | Yes | Yes | Yes | Yes | Yes | Yes | Yes | Yes | Yes | Yes | Yes | Yes | Yes
20561 | DEI-MTEP_9926-Spelterville138-34bk | 9926 | Duke Energy | 2018-12-31 | Yes | Yes | Yes | Yes | Yes | Yes | Yes | Yes | Yes | Yes | Yes | Yes | Yes | Yes
20568 | DEI-MTEP_9897-RiverRidgeGateway138-12sub | 9897 | Duke Energy | 2018-12-31 | Yes | Yes | Yes | Yes | Yes | Yes | Yes | Yes | Yes | Yes | Yes | Yes | Yes | Yes
20576 | DEI-MTEP_2873-DanvilleEast69-12sub | 2873 | Duke Energy | 2018-12-31 | Yes | Yes | Yes | Yes | Yes | Yes | Yes | Yes | Yes | Yes | Yes | Yes | Yes | Yes
20613 | ITCT-9692-Seneca_to_Spokane_sag | 9692 | ITC Holdings Corp. | 2018-12-31 | Yes | Yes | Yes | Yes | Yes | Yes | Yes | Yes | Yes | Yes | Yes | Yes | Yes | Yes
20618 | ITCT-9900-River_Rouge_to_Ironton_2_sag | 9900 | ITC Holdings Corp. | 2018-12-31 | Yes | Yes | Yes | Yes | Yes | Yes | Yes | Yes | Yes | Yes | Yes | Yes | Yes | Yes
20619 | ITCT-9902-Sterling_ring_bus | 9902 | ITC Holdings Corp. | 2018-12-31 | Yes | Yes | Yes | Yes | Yes | Yes | Yes | Yes | Yes | Yes | Yes | Yes | Yes | Yes
20621 | ITCT-10270-Apache_to_Seneca_sag | 10270 | ITC Holdings Corp. | 2018-12-31 | Yes | Yes | Yes | Yes | Yes | Yes | Yes | Yes | Yes | Yes | Yes | Yes | Yes | Yes
20622 | ITCT-Sterling_relay_upgrade |  | ITC Holdings Corp. | 2018-12-31 | Yes | Yes | Yes | Yes | Yes | Yes | Yes | Yes | Yes | Yes | Yes | Yes | Yes | Yes
20630 | MP-9625-Add_Nemadji | 9625 | Minnesota Power Company | 2018-12-31 | Yes | Yes | Yes | Yes | Yes | Yes | Yes | Yes | Yes | Yes | Yes | Yes | Yes | Yes
20640 | ITCM_9985_Newhall-Willaimsburg 161 | 9985 | ITC Holdings Corp. | 2018-12-31 | Yes | Yes | Yes | Yes | Yes | Yes | Yes | Yes | Yes | Yes | Yes | Yes | Yes | Yes
21690 | ITCT-9362-Apex | 9362 | ITC Holdings Corp. | 2018-12-31 | Yes | Yes | Yes | Yes | Yes | Yes | Yes | Yes | Yes | Yes | Yes | Yes | Yes | Yes
17572 | ATC_(7581)_Z4_ForestJct_Inductor | 7581 | American Transmission Company | 2018-12-31 | Yes | Yes | Yes | Yes | Yes | Yes | Yes | Yes | Yes | Yes | Yes | Yes | Yes | Yes
22657 | DEI-MTEP_7911-Frkfrt69RingBus | 7911 | Duke Energy | 2018-12-31 | Yes | Yes | Yes | Yes | Yes | Yes | Yes | Yes | Yes | Yes | Yes | Yes | Yes | Yes
22747 | EES 12136 17-ELS-013 Benjamin 230 New Sub | 12136 | Entergy | 2018-12-31 | Yes | Yes | Yes | Yes | Yes | Yes | Yes | Yes | Yes | Yes | Yes | Yes | Yes | Yes
22783 | WPSC-MISO-9899-Redwood-Scottville Rebuild | 9899 | Wolverine Power Cooperative | 2018-12-31 | Yes | Yes | Yes | Yes | Yes | Yes | Yes | Yes | Yes | Yes | Yes | Yes | Yes | Yes
22784 | WPSC-MISO-12221-Leroy to Tustin Rebuild | 12221 | Wolverine Power Cooperative | 2018-12-31 | Yes | Yes | Yes | Yes | Yes | Yes | Yes | Yes | Yes | Yes | Yes | Yes | Yes | Yes
22888 | CE-WestBranchRecon |  | Consumers Energy | 2018-12-31 | Yes | Yes | Yes | Yes | Yes | Yes | Yes | Yes | Yes | Yes | Yes | Yes | Yes | Yes
22900 | SIGE-MTEP-Prj_11850-Y36_Winslow_Rebuild | 11850 | Vectren | 2018-12-31 | Yes | Yes | Yes | Yes | Yes | Yes | Yes | Yes | Yes | Yes | Yes | Yes | Yes | Yes
23161 | DEI-MTEP_11912-KokomoHP_Bk4-5-6_69kvWdgsR3 | 11912 | Duke Energy | 2018-12-31 | Yes | Yes | Yes | Yes | Yes | Yes | Yes | Yes | Yes | Yes | Yes | Yes | Yes | Yes
23179 | METC-9945-Hemphill_Trf4_Replacement | 9945 | International Transmission Company | 2018-12-31 | Yes | Yes | Yes | Yes | Yes | Yes | Yes | Yes | Yes | Yes | Yes | Yes | Yes | Yes
23181 | METC-12423-Campbell-Hudsonville_Sag_Rem | 12423 | International Transmission Company | 2018-12-31 | Yes | Yes | Yes | Yes | Yes | Yes | Yes | Yes | Yes | Yes | Yes | Yes | Yes | Yes
23477 | WPSC-MISO-12216-Hersey+Cadillac+OPGW_260_WOLVERINE | 12216 | Wolverine Power Cooperative | 2018-12-31 | Yes | Yes | Yes | Yes | Yes | Yes | Yes | Yes | Yes | Yes | Yes | Yes | Yes | Yes
23478 | MP-12563-Bos230-115kVXfmr | 12563 | Minnesota Power Company | 2018-12-31 | Yes | Yes | Yes | Yes | Yes | Yes | Yes | Yes | Yes | Yes | Yes | Yes | Yes | Yes
24257 | ATC_(Z5)_WEC_Dist_Cap_Retirement_44-MVAR |  | American Transmission Company | 2018-12-31 | Yes | Yes | Yes | Yes | Yes | Yes | Yes | Yes | Yes | Yes | Yes | Yes | Yes | Yes
24494 | DEI-MTEP_9247-Laf230_13876WTreplR1 | 9247 | Duke Energy | 2018-12-31 | Yes | Yes | Yes | Yes | Yes | Yes | Yes | Yes | Yes | Yes | Yes | Yes | Yes | Yes
24762 | ATC_(Z3)_MGE_Retire_SYC1_and_SYC2 |  | American Transmission Company | 2018-12-31 | Yes | Yes | Yes | Yes | Yes | Yes | Yes | Yes | Yes | Yes | Yes | Yes | Yes | Yes
24763 | ATC_(Z3)_MGE_Retire_NSP1 |  | American Transmission Company | 2018-12-31 | Yes | Yes | Yes | Yes | Yes | Yes | Yes | Yes | Yes | Yes | Yes | Yes | Yes | Yes
24808 | DEI-MTEP_13775-GallagherUpgrades | 13775 | Duke Energy | 2018-12-31 | No | No | No | No | No | No | No | No | No | No | No | No | No | No
24813 | PPI-MTEP-13964- New Naples Capacitor Bank | 13964 | Prairie Power Inc | 2018-12-31 | Yes | Yes | Yes | Yes | Yes | Yes | Yes | Yes | Yes | Yes | Yes | Yes | Yes | Yes
24962 | CIPCO-MRO-2018 Projects |  | Central Iowa Power Cooperative | 2018-12-31 | Yes | Yes | Yes | Yes | Yes | Yes | Yes | Yes | Yes | Yes | Yes | Yes | Yes | Yes
24963 | CIPCO-MRO-Replace Newport Xfmr |  | Central Iowa Power Cooperative | 2018-12-31 | Yes | Yes | Yes | Yes | Yes | Yes | Yes | Yes | Yes | Yes | Yes | Yes | Yes | Yes
24984 | SIGE-MTEP-Prj4394-GrandviewT1 | 4394 | Vectren | 2018-12-31 | Yes | Yes | Yes | Yes | Yes | Yes | Yes | Yes | Yes | Yes | Yes | Yes | Yes | Yes
24989 | SIGE-MTEP-Prj9950-Y76NW-NewHarmony | 9950 | Vectren | 2018-12-31 | Yes | Yes | Yes | Yes | Yes | Yes | Yes | Yes | Yes | Yes | Yes | Yes | Yes | Yes
25104 | XEL-3127-BRIGGS-ROAD-REACTOR | 3127 | Xcel Energy | 2018-12-31 | Yes | Yes | Yes | Yes | Yes | Yes | Yes | Yes | Yes | Yes | Yes | Yes | Yes | Yes
25229 | XEL-14054-PLYMOUTH-AREA-UPGRADES-P3 | 14054 | Xcel Energy | 2018-12-31 | No | No | No | No | No | No | No | No | No | No | No | No | No | No
25255 | MP-MISO-Nemadjitopofix |  | Minnesota Power Company | 2018-12-31 | Yes | Yes | Yes | Yes | Yes | Yes | Yes | Yes | Yes | Yes | Yes | Yes | Yes | Yes
25411 | GO-G621-ROCK-AETNA |  | MISO | 2018-12-31 | Yes | Yes | Yes | Yes | Yes | Yes | Yes | Yes | Yes | Yes | Yes | Yes | Yes | Yes
25415 | MP-12563-Boswell-Blackwater115kV | 12563 | Minnesota Power Company | 2018-12-31 | Yes | Yes | Yes | Yes | Yes | Yes | Yes | Yes | Yes | Yes | Yes | Yes | Yes | Yes
108945 | ALTW_J455_GeneratorFacilities |  | Alliant Energy | 2018-12-31 | Yes | Yes | Yes | Yes | Yes | Yes | Yes | Yes | Yes | Yes | Yes | Yes | Yes | Yes
24758 | METC-9956-Thetford_3_Replace | 9956 | International Transmission Company | 2018-12-31 | Yes | Yes | Yes | Yes | Yes | Yes | Yes | Yes | Yes | Yes | Yes | Yes | Yes | Yes
24781 | ITCT-4153-Toll Rd | 4153 | ITC Holdings Corp. | 2018-12-31 | Yes | Yes | Yes | Yes | Yes | Yes | Yes | Yes | Yes | Yes | Yes | Yes | Yes | Yes
109250 | MP-7997-MISO-15thAveModernization | 7997 | Minnesota Power Company | 2018-12-31 | Yes | Yes | Yes | Yes | Yes | Yes | Yes | Yes | Yes | Yes | Yes | Yes | Yes | Yes
20372 | ATC_(9961)_Z3A_AM_Nelson_Dewey_T31_60MVA-Tr | 9961 | American Transmission Company | 2018-12-31 | Yes | Yes | Yes | Yes | Yes | Yes | Yes | Yes | Yes | Yes | Yes | Yes | Yes | Yes
109392 | MPC-14051-Taft-Bdale2 | 14051 | Minnkota Power Cooperative | 2018-12-31 | Yes | Yes | Yes | Yes | Yes | Yes | Yes | Yes | Yes | Yes | Yes | Yes | Yes | Yes
109637 | METC-Argenta-Riverview_CONS-UPDT |  | International Transmission Company | 2018-12-31 | Yes | Yes | Yes | Yes | Yes | Yes | Yes | Yes | Yes | Yes | Yes | Yes | Yes | Yes
109640 | METC-Beveridge-StaceyJ_CONS-UPDT |  | International Transmission Company | 2018-12-31 | Yes | Yes | Yes | Yes | Yes | Yes | Yes | Yes | Yes | Yes | Yes | Yes | Yes | Yes
109777 | SMP-J426-600167 StoneRay |  | Southern Municipal Power Agency | 2018-12-31 | Yes | Yes | Yes | Yes | Yes | Yes | Yes | Yes | Yes | Yes | Yes | Yes | Yes | Yes
110065 | DTE-Romeo_Reconfiguration |  | Detroit Edison Company | 2018-12-31 | Yes | Yes | Yes | Yes | Yes | Yes | Yes | Yes | Yes | Yes | Yes | Yes | Yes | Yes
110367 | DTE-New-ALAMO-Load |  | Detroit Edison Company | 2018-12-31 | Yes | Yes | Yes | Yes | Yes | Yes | Yes | Yes | Yes | Yes | Yes | Yes | Yes | Yes
18709 | ATC_(8660)_Z5_T-D_WEC_Somers | 8660 | American Transmission Company | 2018-12-31 | Yes | Yes | Yes | Yes | Yes | Yes | Yes | Yes | Yes | Yes | Yes | Yes | Yes | Yes
5476 | ITCM_1744_Grand_Mound-Maquoketa_161_kV | 1744 | ITC Holdings Corp. | 2018-12-31 | Yes | Yes | Yes | Yes | Yes | Yes | Yes | Yes | Yes | Yes | Yes | Yes | Yes | Yes
109467 | ITCM_10023_DAEC_XFMR | 10023 | ITC Holdings Corp. | 2018-12-31 | Yes | Yes | Yes | Yes | Yes | Yes | Yes | Yes | Yes | Yes | Yes | Yes | Yes | Yes
23093 | ITCM_12403_Wyoming-Monticello_Conv | 12403 | ITC Holdings Corp. | 2018-12-31 | Yes | Yes | Yes | Yes | Yes | Yes | Yes | Yes | Yes | Yes | Yes | Yes | Yes | Yes
24142 | ITCM 13084 West Okoboji Lakes Sub | 13084 | ITC Holdings Corp. | 2018-12-31 | Yes | Yes | Yes | Yes | Yes | Yes | Yes | Yes | Yes | Yes | Yes | Yes | Yes | Yes
110109 | XEL-WILMARTH-SWAN-LAKE-RATINGS-CORRECTION |  | Xcel Energy | 2018-12-31 | Yes | Yes | Yes | Yes | Yes | Yes | Yes | Yes | Yes | Yes | Yes | Yes | Yes | Yes
22506 | LBWL-18CENTRAL [16-09-07 15:25] |  | Lansing Board of Water & Light | 2019-01-01 | Yes | Yes | Yes | Yes | Yes | Yes | Yes | Yes | Yes | Yes | Yes | Yes | Yes | Yes
22547 | PPI-MECHANICSBURG SUBSTATION |  | Prairie Power Inc | 2019-01-01 | Yes | Yes | Yes | Yes | Yes | Yes | Yes | Yes | Yes | Yes | Yes | Yes | Yes | Yes
23797 | DTE-10723-Skylark | 10723 | Detroit Edison Company | 2019-01-01 | Yes | Yes | Yes | Yes | Yes | Yes | Yes | Yes | Yes | Yes | Yes | Yes | Yes | Yes
25020 | IPL-13924-Ford-East_Retire | 13924 | Indianapolis Power and Light | 2019-01-01 | Yes | Yes | Yes | Yes | Yes | Yes | Yes | Yes | Yes | Yes | Yes | Yes | Yes | Yes
10358 | MH-react-off-18w |  | Manitoba Hydro | 2019-01-15 | Yes | Yes | Yes | Yes | Yes | Yes | Yes | Yes | Yes | Yes | Yes | Yes | Yes | Yes
21395 | MH-react-off-18w |  | Manitoba Hydro | 2019-01-15 | Yes | Yes | Yes | Yes | Yes | Yes | Yes | Yes | Yes | Yes | Yes | Yes | Yes | Yes
19204 | DPC-projects-N8-Rebuild |  | Dairyland Power Cooperative | 2019-01-25 | Yes | Yes | Yes | Yes | Yes | Yes | Yes | Yes | Yes | Yes | Yes | Yes | Yes | Yes
23504 | DTE-9362-Apex | 9362 | Detroit Edison Company | 2019-01-29 | Yes | Yes | Yes | Yes | Yes | Yes | Yes | Yes | Yes | Yes | Yes | Yes | Yes | Yes
9153 | ATC_(3510)_Z5_SB_AM_671K61_MUK-EDW_Rebuild | 3510 | American Transmission Company | 2019-01-30 | Yes | Yes | Yes | Yes | Yes | Yes | Yes | Yes | Yes | Yes | Yes | Yes | Yes | Yes
20112 | EES 9780 16-EGL-014 SWLA69IP Compton-Elton 69 kV | 9780 | Entergy | 2019-01-31 | Yes | Yes | Yes | Yes | Yes | Yes | Yes | Yes | Yes | Yes | Yes | Yes | Yes | Yes
24169 | DTE-13144-Zephyr_Station [17-05-15 16:22] | 13144 | Detroit Edison Company | 2019-02-01 | Yes | Yes | Yes | Yes | Yes | Yes | Yes | Yes | Yes | Yes | Yes | Yes | Yes | Yes
24815 | METC-9959-Northstar [17-09-25 17:21] | 9959 | International Transmission Company | 2019-02-14 | Yes | Yes | Yes | Yes | Yes | Yes | Yes | Yes | Yes | Yes | Yes | Yes | Yes | Yes
20660 | XEL-10074-AIRPORT-ROGERS-LAKE-REBUILD | 10074 | Xcel Energy | 2019-02-15 | Yes | Yes | Yes | Yes | Yes | Yes | Yes | Yes | Yes | Yes | Yes | Yes | Yes | Yes
24956 | CONS-9959-NorthStar | 9959 | Consumers Energy | 2019-02-15 | No | Yes | No | Yes | No | Yes | No | Yes | No | Yes | No | Yes | No | Yes
20105 | EES 9773 16-EGL-012-3 SWLA69IP Henning-Carter | 9773 | Entergy | 2019-02-28 | Yes | Yes | Yes | Yes | Yes | Yes | Yes | Yes | Yes | Yes | Yes | Yes | Yes | Yes
22401 | METC-8066-Amber_to_Donaldson_Creek_Rebld | 8066 | International Transmission Company | 2019-02-28 | Yes | Yes | Yes | Yes | Yes | Yes | Yes | Yes | Yes | Yes | Yes | Yes | Yes | Yes
22116 | MRES-11383-J329 Red Rock Hydro | 11383 | Missouri River Energy | 2019-03-01 | Yes | Yes | Yes | Yes | Yes | Yes | Yes | Yes | Yes | Yes | Yes | Yes | Yes | Yes
23338 | 659_BEPC_DemicksLake |  | Basin Electric | 2019-03-01 | Yes | Yes | Yes | Yes | Yes | Yes | Yes | Yes | Yes | Yes | Yes | Yes | Yes | Yes
25151 | ATC_(8073)_Z2_NARA_78652_Plains-Arnold_uprate_NITS | 8073 | American Transmission Company | 2019-03-01 | Yes | Yes | Yes | Yes | Yes | Yes | Yes | Yes | Yes | Yes | Yes | Yes | Yes | Yes
108947 | ALTW_J438_GeneratorFacilities |  | Alliant Energy | 2019-03-01 | Yes | Yes | Yes | Yes | Yes | Yes | Yes | Yes | Yes | Yes | Yes | Yes | Yes | Yes
25114 | CONS-Ludington_Unit3_Upgrade |  | Consumers Energy | 2019-03-12 | Yes | Yes | Yes | Yes | Yes | Yes | Yes | Yes | Yes | Yes | Yes | Yes | Yes | Yes
25427 | DPC-projects-N153-Rebuild |  | Dairyland Power Cooperative | 2019-03-18 | Yes | Yes | Yes | Yes | Yes | Yes | Yes | Yes | Yes | Yes | Yes | Yes | Yes | Yes
20108 | EES 9776 16-EGL-012-6 SWLA69IP Lawtag Cutin | 9776 | Entergy | 2019-03-30 | Yes | Yes | Yes | Yes | Yes | Yes | Yes | Yes | Yes | Yes | Yes | Yes | Yes | Yes
20109 | EES 9777 16-EGL-012-7 SWLA69IP Welsh Cutin | 9777 | Entergy | 2019-03-30 | Yes | Yes | Yes | Yes | Yes | Yes | Yes | Yes | Yes | Yes | Yes | Yes | Yes | Yes
20114 | EES 9782 16-EGL-016 SWLA69IP Lake Arthur NO 69 kV | 9782 | Entergy | 2019-03-30 | Yes | Yes | Yes | Yes | Yes | Yes | Yes | Yes | Yes | Yes | Yes | Yes | Yes | Yes
22996 | ITCT-4567-Lark_9-30-16 | 4567 | ITC Holdings Corp. | 2019-03-30 | Yes | Yes | Yes | Yes | Yes | Yes | Yes | Yes | Yes | Yes | Yes | Yes | Yes | Yes
24250 | METC-9959-Kromdyke | 9959 | International Transmission Company | 2019-03-31 | Yes | Yes | Yes | Yes | Yes | Yes | Yes | Yes | Yes | Yes | Yes | Yes | Yes | Yes
22746 | EES 12138 17-ELS-010 Robert 230 New Sub | 12138 | Entergy | 2019-04-01 | Yes | Yes | Yes | Yes | Yes | Yes | Yes | Yes | Yes | Yes | Yes | Yes | Yes | Yes
23370 | MEC-MTEP-12725-J500 POI Sub | 12725 | MidAmerican Energy | 2019-04-01 | Yes | Yes | Yes | Yes | Yes | Yes | Yes | Yes | Yes | Yes | Yes | Yes | Yes | Yes
23550 | EES 12814 17-EMI-010 Coldwater Breakers | 12814 | Entergy | 2019-04-01 | Yes | Yes | Yes | Yes | Yes | Yes | Yes | Yes | Yes | Yes | Yes | Yes | Yes | Yes
22778 | ATC_(13103)_Z3B_J390_Alt2_DblCkt_TLR_Expansion | 13103 | American Transmission Company | 2019-04-01 | Yes | Yes | Yes | Yes | Yes | Yes | Yes | Yes | Yes | Yes | Yes | Yes | Yes | Yes
24027 | ATC_(13065)__Z4_T-D_PMU_Plymouth4_T2 | 13065 | American Transmission Company | 2019-04-01 | Yes | Yes | Yes | Yes | Yes | Yes | Yes | Yes | Yes | Yes | Yes | Yes | Yes | Yes
24064 | MP-MISO-16LTapNormalOpen2019 |  | Minnesota Power Company | 2019-04-01 | Yes | Yes | Yes | Yes | Yes | Yes | Yes | Yes | Yes | Yes | Yes | Yes | Yes | Yes
24180 | CE-9959-Kromdyke | 9959 | Consumers Energy | 2019-04-01 | Yes | Yes | Yes | Yes | Yes | Yes | Yes | Yes | Yes | Yes | Yes | Yes | Yes | Yes
24334 | CONS-4538-Ash Rd | 4538 | Consumers Energy | 2019-04-01 | Yes | Yes | Yes | Yes | Yes | Yes | Yes | Yes | Yes | Yes | Yes | Yes | Yes | Yes
13341 | MH-react-on-19spr |  | Manitoba Hydro | 2019-04-01 | Yes | Yes | Yes | Yes | Yes | Yes | Yes | Yes | Yes | Yes | Yes | Yes | Yes | Yes
24480 | EES 4606 14-EGL-004 Fancy Point - Auto | 4606 | Entergy | 2019-04-07 | Yes | Yes | Yes | Yes | Yes | Yes | Yes | Yes | Yes | Yes | Yes | Yes | Yes | Yes
24731 | ATC_(14126)_Z4_K-11_SOT-MIRT-NRE_69kV_Uprate | 14126 | American Transmission Company | 2019-04-11 | No | Yes | No | Yes | No | Yes | No | Yes | No | Yes | No | Yes | No | Yes
17583 | ATC_(7602)_Z1_M-13_Kelly-Ackley_Rerate | 7602 | American Transmission Company | 2019-04-15 | Yes | Yes | Yes | Yes | Yes | Yes | Yes | Yes | Yes | Yes | Yes | Yes | Yes | Yes
22888 | CE-WestBranchRecon |  | Consumers Energy | 2019-04-21 | Yes | Yes | Yes | Yes | Yes | Yes | Yes | Yes | Yes | Yes | Yes | Yes | Yes | Yes
20107 | EES 9775 16-EGL-012-5 SWLA69IP Derouen Cut in | 9775 | Entergy | 2019-04-30 | Yes | Yes | Yes | Yes | Yes | Yes | Yes | Yes | Yes | Yes | Yes | Yes | Yes | Yes
22776 | ATC_(12284)_Z3A_J395_DAR-NOM_X49_Reconductor | 12284 | American Transmission Company | 2019-04-30 | Yes | Yes | Yes | Yes | Yes | Yes | Yes | Yes | Yes | Yes | Yes | Yes | Yes | Yes
109212 | ATC_(Z2)_MCH_Hydro_GSU_Replacement |  | American Transmission Company | 2019-04-30 | Yes | Yes | Yes | Yes | Yes | Yes | Yes | Yes | Yes | Yes | Yes | Yes | Yes | Yes
21682 | ITCT-9362-State | 9362 | ITC Holdings Corp. | 2019-04-30 | Yes | Yes | Yes | Yes | Yes | Yes | Yes | Yes | Yes | Yes | Yes | Yes | Yes | Yes
20122 | EES_9791(16-EGL-027)_Thompson Rd 230kV Sub | 9791 | Entergy | 2019-05-01 | Yes | Yes | Yes | Yes | Yes | Yes | Yes | Yes | Yes | Yes | Yes | Yes | Yes | Yes
6427 | ATC_(3096)_Z2_Inland_Seney-Blaney_Rerate_Rebuild | 3096 | American Transmission Company | 2019-05-01 | Yes | Yes | Yes | Yes | Yes | Yes | Yes | Yes | Yes | Yes | Yes | Yes | Yes | Yes
21845 | DTE-9362-State | 9362 | Detroit Edison Company | 2019-05-01 | Yes | Yes | Yes | Yes | Yes | Yes | Yes | Yes | Yes | Yes | Yes | Yes | Yes | Yes
22441 | XEL-10076-WEST_ST_CLOUD_TO_MILLWOOD-69-KV-REBUILD | 10076 | Xcel Energy | 2019-05-01 | Yes | Yes | Yes | Yes | Yes | Yes | Yes | Yes | Yes | Yes | Yes | Yes | Yes | Yes
23568 | ITCT-3285-SHOAL-CAP | 3285 | ITC Holdings Corp. | 2019-05-01 | Yes | Yes | Yes | Yes | Yes | Yes | Yes | Yes | Yes | Yes | Yes | Yes | Yes | Yes
24764 | ITCM_13893_Osage_Jct_69kV_Cap | 13893 | ITC Holdings Corp. | 2019-05-01 | No | Yes | No | Yes | No | Yes | No | Yes | No | Yes | No | Yes | No | Yes
24765 | ITCM_13891_Columbus_Jct_69kV_Cap | 13891 | ITC Holdings Corp. | 2019-05-01 | No | Yes | No | Yes | No | Yes | No | Yes | No | Yes | No | Yes | No | Yes
24853 | EES 13929 18-ETI-002 Hankamer 138kV Reconfig | 13929 | Entergy | 2019-05-01 | No | Yes | No | Yes | No | Yes | No | Yes | No | Yes | No | Yes | No | Yes
24861 | EES 4669 11-EAI-015 rebuild JimHill-Dattoto161kV | 4669 | Entergy | 2019-05-01 | Yes | Yes | Yes | Yes | Yes | Yes | Yes | Yes | Yes | Yes | Yes | Yes | Yes | Yes
16083 | GRE-4380-Priam_115_69_R5 | 4380 | Great River Energy | 2019-05-01 | Yes | Yes | Yes | Yes | Yes | Yes | Yes | Yes | Yes | Yes | Yes | Yes | Yes | Yes
109548 | WPSC-MISO-14704-STONEY+CORNERS+LOAD+INTERCONNECTION | 14704 | Wolverine Power Cooperative | 2019-05-01 | No | Yes | No | Yes | No | Yes | No | Yes | No | Yes | No | Yes | No | Yes
109604 | CONS-14704-Stoney_Corners | 14704 | Consumers Energy | 2019-05-01 | No | Yes | No | Yes | No | Yes | No | Yes | No | Yes | No | Yes | No | Yes
24613 | AM-TP1015-13673-Osage-Meta Tap sag increase | 13673 | Ameren | 2019-05-01 | No | Yes | No | Yes | No | Yes | No | Yes | No | Yes | No | Yes | No | Yes
19253 | AMIL-2248-MVP7_Zachary-Ottumwa | 2248 | Ameren | 2019-05-15 | Yes | Yes | Yes | Yes | Yes | Yes | Yes | Yes | Yes | Yes | Yes | Yes | Yes | Yes
19253 | AMIL-2248-MVP7_Zachary-Ottumwa | 2248 | Ameren | 2019-05-15 | Yes | Yes | Yes | Yes | Yes | Yes | Yes | Yes | Yes | Yes | Yes | Yes | Yes | Yes
19253 | AMIL-2248-MVP7_Zachary-Ottumwa | 2248 | Ameren | 2019-05-16 | Yes | Yes | Yes | Yes | Yes | Yes | Yes | Yes | Yes | Yes | Yes | Yes | Yes | Yes
22780 | ATC_(13004)_Z3B_J390_X-53_PAD-NIT_Series_Reactor | 13004 | American Transmission Company | 2019-05-30 | Yes | Yes | Yes | Yes | Yes | Yes | Yes | Yes | Yes | Yes | Yes | Yes | Yes | Yes
25233 | DEI-Fairview-Ghent Tie Upgrade by LGE R1 |  | Duke Energy | 2019-05-30 | Yes | Yes | Yes | Yes | Yes | Yes | Yes | Yes | Yes | Yes | Yes | Yes | Yes | Yes
21524 | METC-4537-FAUSSETTJ | 4537 | International Transmission Company | 2019-05-31 | Yes | Yes | Yes | Yes | Yes | Yes | Yes | Yes | Yes | Yes | Yes | Yes | Yes | Yes
23473 | METC-12164-CE_Amber_Ring_Bus | 12164 | International Transmission Company | 2019-05-31 | Yes | Yes | Yes | Yes | Yes | Yes | Yes | Yes | Yes | Yes | Yes | Yes | Yes | Yes
5496 | WPSC-MISO-A_2770-GILMORE_INTERCONNECT | 2770 | Wolverine Power Cooperative | 2019-06-01 | Yes | Yes | Yes | Yes | Yes | Yes | Yes | Yes | Yes | Yes | Yes | Yes | Yes | Yes
7968 | DEM-MTEP_3386-CrmlSprngmlToHortnvl69 | 3386 | Duke Energy | 2019-06-01 | Yes | Yes | Yes | Yes | Yes | Yes | Yes | Yes | Yes | Yes | Yes | Yes | Yes | Yes
9068 | DEM-MISO-2154-CarmelRohrerRd69kvDistSubR1 | 2154 | Duke Energy | 2019-06-01 | Yes | Yes | Yes | Yes | Yes | Yes | Yes | Yes | Yes | Yes | Yes | Yes | Yes | Yes
10587 | CE-3299-FAUSSETT | 3299 | Consumers Energy | 2019-06-01 | Yes | Yes | Yes | Yes | Yes | Yes | Yes | Yes | Yes | Yes | Yes | Yes | Yes | Yes
15915 | EES 4623 13-ETI-014 Panorama-Longmire | 4623 | Entergy | 2019-06-01 | Yes | Yes | Yes | Yes | Yes | Yes | Yes | Yes | Yes | Yes | Yes | Yes | Yes | Yes
15532 | SME_L61B Rebuild |  | South Mississippi Electric Power Association | 2019-06-01 | Yes | Yes | Yes | Yes | Yes | Yes | Yes | Yes | Yes | Yes | Yes | Yes | Yes | Yes
17980 | METC-8078-Donaldson_Creek_Cap | 8078 | International Transmission Company | 2019-06-01 | Yes | Yes | Yes | Yes | Yes | Yes | Yes | Yes | Yes | Yes | Yes | Yes | Yes | Yes
18001 | METC-8091-Donaldson_Creek_to_White_Lake_sag | 8091 | International Transmission Company | 2019-06-01 | Yes | Yes | Yes | Yes | Yes | Yes | Yes | Yes | Yes | Yes | Yes | Yes | Yes | Yes
18111 | EES 7942 15-EAI-004 Mayflower - Morgan reconductor | 7942 | Entergy | 2019-06-01 | Yes | Yes | Yes | Yes | Yes | Yes | Yes | Yes | Yes | Yes | Yes | Yes | Yes | Yes
18185 | CE-HammondRdRecon |  | Consumers Energy | 2019-06-01 | Yes | Yes | Yes | Yes | Yes | Yes | Yes | Yes | Yes | Yes | Yes | Yes | Yes | Yes
18523 | AMIL-PPI7881A_TP852-9723- Fishhook bus | 9723 | Ameren | 2019-06-01 | Yes | Yes | Yes | Yes | Yes | Yes | Yes | Yes | Yes | Yes | Yes | Yes | Yes | Yes
19499 | XEL-3769-MANKATO_TC_THROUGHFLOW_R5 | 3769 | Xcel Energy | 2019-06-01 | Yes | Yes | Yes | Yes | Yes | Yes | Yes | Yes | Yes | Yes | Yes | Yes | Yes | Yes
19690 | DEI-MTEP_9246-LafSE-LafSjct2_138_line | 9246 | Duke Energy | 2019-06-01 | Yes | Yes | Yes | Yes | Yes | Yes | Yes | Yes | Yes | Yes | Yes | Yes | Yes | Yes
18705 | AMIL_TP857-9726-Fogartry_r1 | 9726 | Ameren | 2019-06-01 | Yes | Yes | Yes | Yes | Yes | Yes | Yes | Yes | Yes | Yes | Yes | Yes | Yes | Yes
20072 | EES 9829 16-EMI-004 Ray Braswell 500-115 bkrs | 9829 | Entergy | 2019-06-01 | No | Yes | No | Yes | No | Yes | No | Yes | No | Yes | No | Yes | No | Yes
20091 | EES 9482 15-ETI-023 China to Stowell 230 kV | 9482 | Entergy | 2019-06-01 | Yes | Yes | Yes | Yes | Yes | Yes | Yes | Yes | Yes | Yes | Yes | Yes | Yes | Yes
20098 | EES_9766(16-EGL-007)_Gloria to Flannery 69 kV | 9766 | Entergy | 2019-06-01 | Yes | Yes | Yes | Yes | Yes | Yes | Yes | Yes | Yes | Yes | Yes | Yes | Yes | Yes
20123 | EES 9792 16-EGL-028 Lowe Grout Rd 138kV Sub | 9792 | Entergy | 2019-06-01 | Yes | Yes | Yes | Yes | Yes | Yes | Yes | Yes | Yes | Yes | Yes | Yes | Yes | Yes
20148 | EES 9817 16-ETI-016 Helbig 230 reconfig | 9817 | Entergy | 2019-06-01 | Yes | Yes | Yes | Yes | Yes | Yes | Yes | Yes | Yes | Yes | Yes | Yes | Yes | Yes
20149 | EES 9818 16-ETI-017 Stowell-Himex 138 convert | 9818 | Entergy | 2019-06-01 | Yes | Yes | Yes | Yes | Yes | Yes | Yes | Yes | Yes | Yes | Yes | Yes | Yes | Yes
20430 | 9663-AECC-Newport East 09-01-2017 | 9663 | Arkansas Electric Cooperative Corporation | 2019-06-01 | Yes | Yes | Yes | Yes | Yes | Yes | Yes | Yes | Yes | Yes | Yes | Yes | Yes | Yes
20651 | EES 16-EMI Hinds blackstart |  | Entergy | 2019-06-01 | Yes | Yes | Yes | Yes | Yes | Yes | Yes | Yes | Yes | Yes | Yes | Yes | Yes | Yes
20652 | EES 16-ELL Gypsy_CCGT |  | Entergy | 2019-06-01 | Yes | Yes | Yes | Yes | Yes | Yes | Yes | Yes | Yes | Yes | Yes | Yes | Yes | Yes
20900 | EES 10487 15-ETI-025 WREP Leach-Newton 138 | 10487 | Entergy | 2019-06-01 | Yes | Yes | Yes | Yes | Yes | Yes | Yes | Yes | Yes | Yes | Yes | Yes | Yes | Yes
20903 | ATC_(10484)_Z4_T-D_WPS_Eaton_M-39 | 10484 | American Transmission Company | 2019-06-01 | Yes | Yes | Yes | Yes | Yes | Yes | Yes | Yes | Yes | Yes | Yes | Yes | Yes | Yes
22318 | EES 9806 16-ETI-001 Bryan Autos | 9806 | Entergy | 2019-06-01 | Yes | Yes | Yes | Yes | Yes | Yes | Yes | Yes | Yes | Yes | Yes | Yes | Yes | Yes
22737 | EES_12120(17-ELS-001)_Waterford-Raceland upgrade | 12120 | Entergy | 2019-06-01 | Yes | Yes | Yes | Yes | Yes | Yes | Yes | Yes | Yes | Yes | Yes | Yes | Yes | Yes
22808 | EES 12042 17-EAI-004 West Helena close NO | 12042 | Entergy | 2019-06-01 | Yes | Yes | Yes | Yes | Yes | Yes | Yes | Yes | Yes | Yes | Yes | Yes | Yes | Yes
22814 | EES 12047 17-EAI-022 Greyhawk New Sub | 12047 | Entergy | 2019-06-01 | Yes | Yes | Yes | Yes | Yes | Yes | Yes | Yes | Yes | Yes | Yes | Yes | Yes | Yes
22843 | EES 12023 17-EMI-002 Conehoma-Carthage rbld | 12023 | Entergy | 2019-06-01 | Yes | Yes | Yes | Yes | Yes | Yes | Yes | Yes | Yes | Yes | Yes | Yes | Yes | Yes
22847 | EES 12027 17-EMI-005 Henderson Rd new sub | 12027 | Entergy | 2019-06-01 | Yes | Yes | Yes | Yes | Yes | Yes | Yes | Yes | Yes | Yes | Yes | Yes | Yes | Yes
22847 | EES 12027 17-EMI-005 Henderson Rd new sub | 12027 | Entergy | 2019-06-01 | Yes | Yes | Yes | Yes | Yes | Yes | Yes | Yes | Yes | Yes | Yes | Yes | Yes | Yes
22854 | EES 15-EMI-004 7906 Greenwood-GreenwoodSS rbld | 7906 | Entergy | 2019-06-01 | Yes | Yes | Yes | Yes | Yes | Yes | Yes | Yes | Yes | Yes | Yes | Yes | Yes | Yes
22879 | DEI-MTEP_1900-AvonIndPk138-12kvSub | 1900 | Duke Energy | 2019-06-01 | Yes | Yes | Yes | Yes | Yes | Yes | Yes | Yes | Yes | Yes | Yes | Yes | Yes | Yes
22886 | DEI-MTEP_11983-BrackenWest69-12kvNewSub | 11983 | Duke Energy | 2019-06-01 | Yes | Yes | Yes | Yes | Yes | Yes | Yes | Yes | Yes | Yes | Yes | Yes | Yes | Yes
22950 | AM-TP947-11908-Towerline road | 11908 | Ameren | 2019-06-01 | Yes | Yes | Yes | Yes | Yes | Yes | Yes | Yes | Yes | Yes | Yes | Yes | Yes | Yes
22957 | MPW-9022-RECONDUCTOR-L98 [16-09-28 15:30] | 9022 | Muscatine Power and Water | 2019-06-01 | Yes | Yes | Yes | Yes | Yes | Yes | Yes | Yes | Yes | Yes | Yes | Yes | Yes | Yes
22961 | SME_(12209)_2019_ColeRd_SourcePrj | 12209 | South Mississippi Electric Power Association | 2019-06-01 | Yes | Yes | Yes | Yes | Yes | Yes | Yes | Yes | Yes | Yes | Yes | Yes | Yes | Yes
23140 | EES_10588(16-ELL-010-3) Ninemile-Barataria 115 | 10588 | Entergy | 2019-06-01 | Yes | Yes | Yes | Yes | Yes | Yes | Yes | Yes | Yes | Yes | Yes | Yes | Yes | Yes
23399 | EES 12669 Tarleton 230 kV new sub | 12669 | Entergy | 2019-06-01 | Yes | Yes | Yes | Yes | Yes | Yes | Yes | Yes | Yes | Yes | Yes | Yes | Yes | Yes
23434 | EES 12770 17-ELC-008 Kim Street 230 kV | 12770 | Entergy | 2019-06-01 | Yes | Yes | Yes | Yes | Yes | Yes | Yes | Yes | Yes | Yes | Yes | Yes | Yes | Yes
23476 | MPC-12683-uprate-TRF-Plummer | 12683 | Minnkota Power Cooperative | 2019-06-01 | Yes | Yes | Yes | Yes | Yes | Yes | Yes | Yes | Yes | Yes | Yes | Yes | Yes | Yes
23593 | AM-TP922-11953-N LaSalle ring Bus | 11953 | Ameren | 2019-06-01 | No | Yes | No | Yes | No | Yes | No | Yes | No | Yes | No | Yes | No | Yes
23761 | AMIL_TP792-8581California Ridge upgrade | 8581 | Ameren | 2019-06-01 | Yes | Yes | Yes | Yes | Yes | Yes | Yes | Yes | Yes | Yes | Yes | Yes | Yes | Yes
24541 | MPW-13223-ADD-ISETT-CAP [17-08-24 18:10] | 13223 | Muscatine Power and Water | 2019-06-01 | Yes | Yes | Yes | Yes | Yes | Yes | Yes | Yes | Yes | Yes | Yes | Yes | Yes | Yes
24568 | AM_TP1005-13565-MT Vernon TX upgrade | 13565 | Ameren | 2019-06-01 | No | Yes | No | Yes | No | Yes | No | Yes | No | Yes | No | Yes | No | Yes
24586 | AM-TP986-13619-Ruby Substation and WF r1 | 13619 | Ameren | 2019-06-01 | No | Yes | No | Yes | No | Yes | No | Yes | No | Yes | No | Yes | No | Yes
24621 | AM-TP1037-13694-Kickapoo Capacitor | 13694 | Ameren | 2019-06-01 | No | No | No | No | No | No | No | No | No | No | No | No | No | No
24622 | AM-TP994-13691-Albion Capacitor | 13691 | Ameren | 2019-06-01 | No | Yes | No | Yes | No | Yes | No | Yes | No | Yes | No | Yes | No | Yes
24684 | AM_TP1025-13695-Brokaw-Mohmet reconductor | 13695 | Ameren | 2019-06-01 | No | Yes | No | Yes | No | Yes | No | Yes | No | Yes | No | Yes | No | Yes
24696 | MEC-MTEP-13838-Sub 18 3rd 161-69 kV Xfmr | 13838 | MidAmerican Energy | 2019-06-01 | No | Yes | No | Yes | No | Yes | No | Yes | No | Yes | No | Yes | No | Yes
24784 | DEI-MTEP_13808-McCordsville69sub+69130reconfig | 13808 | Duke Energy | 2019-06-01 | No | Yes | No | Yes | No | Yes | No | Yes | No | Yes | No | Yes | No | Yes
24837 | EES 14002 17-ETI-023 SamRayburn-Doucette 138kV | 14002 | Entergy | 2019-06-01 | Yes | Yes | Yes | Yes | Yes | Yes | Yes | Yes | Yes | Yes | Yes | Yes | Yes | Yes
24852 | EES 13926 18-ETI-001 SBeaumont-VA 69kV Upgrade | 13926 | Entergy | 2019-06-01 | No | Yes | No | Yes | No | Yes | No | Yes | No | Yes | No | Yes | No | Yes
24855 | EES 9673 16-EAI-002 Add El Dorado 500-115AT | 9673 | Entergy | 2019-06-01 | Yes | Yes | Yes | Yes | Yes | Yes | Yes | Yes | Yes | Yes | Yes | Yes | Yes | Yes
24857 | EES 4665 12-EAI-019 Mabelvale Replace ATs | 4665 | Entergy | 2019-06-01 | Yes | Yes | Yes | Yes | Yes | Yes | Yes | Yes | Yes | Yes | Yes | Yes | Yes | Yes
24862 | DEI-MTEP_13796-J515-JordanCrkWindFarm | 13796 | Duke Energy | 2019-06-01 | Yes | Yes | Yes | Yes | Yes | Yes | Yes | Yes | Yes | Yes | Yes | Yes | Yes | Yes
24863 | DEI-MTEP_13830-WestfieldCaseyRd69-12sub | 13830 | Duke Energy | 2019-06-01 | No | Yes | No | Yes | No | Yes | No | Yes | No | Yes | No | Yes | No | Yes
24864 | DEI-MTEP_13827-WestfieldDunbarRd69-12sub | 13827 | Duke Energy | 2019-06-01 | No | Yes | No | Yes | No | Yes | No | Yes | No | Yes | No | Yes | No | Yes
24927 | SME_(13881)_2019_L59 Rebuild | 13881 | South Mississippi Electric Power Association | 2019-06-01 | No | Yes | No | Yes | No | Yes | No | Yes | No | Yes | No | Yes | No | Yes
24928 | SME_(13882)_2019_L73 Rebuild | 13882 | South Mississippi Electric Power Association | 2019-06-01 | No | Yes | No | Yes | No | Yes | No | Yes | No | Yes | No | Yes | No | Yes
25038 | AM-TP1041-14224-Woodhall-Springbay | 14224 | Ameren | 2019-06-01 | No | Yes | No | Yes | No | Yes | No | Yes | No | Yes | No | Yes | No | Yes
25062 | TP1007-13710-Stallings 250 FACTS | 13710 | Ameren | 2019-06-01 | No | Yes | No | Yes | No | Yes | No | Yes | No | Yes | No | Yes | No | Yes
25108 | GRE-13851-HawickReroute69 | 13851 | Great River Energy | 2019-06-01 | No | Yes | No | Yes | No | Yes | No | Yes | No | Yes | No | Yes | No | Yes
25314 | AECC-Preplanned-Holly Grove-Monroe |  | Arkansas Electric Cooperative Corporation | 2019-06-01 | Yes | Yes | Yes | Yes | Yes | Yes | Yes | Yes | Yes | Yes | Yes | Yes | Yes | Yes
24755 | METC-14244-OrrRd_Cap_Decomm | 14244 | International Transmission Company | 2019-06-01 | No | Yes | No | Yes | No | Yes | No | Yes | No | Yes | No | Yes | No | Yes
110154 | 8420-AECC Ingram(Baltz Lake) | 8420 | Arkansas Electric Cooperative Corporation | 2019-06-01 | Yes | Yes | Yes | Yes | Yes | Yes | Yes | Yes | Yes | Yes | Yes | Yes | Yes | Yes
108698 | ATC_(13784)_Z2_J703_7U_at_Huron_SS | 13784 | American Transmission Company | 2019-06-01 | No | No | No | No | No | No | No | No | No | No | No | No | No | No
108701 | ATC_(13769)_Z2_J704_3U_at_Silver_River | 13769 | American Transmission Company | 2019-06-01 | No | Yes | No | Yes | No | Yes | No | Yes | No | Yes | No | Yes | No | Yes
22855 | ITCM_3638_Corydon_Sub_Rebuild | 3638 | ITC Holdings Corp. | 2019-06-01 | Yes | Yes | Yes | Yes | Yes | Yes | Yes | Yes | Yes | Yes | Yes | Yes | Yes | Yes
23964 | ATC_(13066)_Z3B_ALTE_REC_Edgerton_X-31 | 13066 | American Transmission Company | 2019-06-02 | Yes | Yes | Yes | Yes | Yes | Yes | Yes | Yes | Yes | Yes | Yes | Yes | Yes | Yes
18855 | XEL-4305-SW-MN-REACTOR_R2-P2 | 4305 | Xcel Energy | 2019-06-03 | Yes | Yes | Yes | Yes | Yes | Yes | Yes | Yes | Yes | Yes | Yes | Yes | Yes | Yes
23371 | MEC-MISO-J500 Orient |  | MidAmerican Energy | 2019-06-03 | Yes | Yes | Yes | Yes | Yes | Yes | Yes | Yes | Yes | Yes | Yes | Yes | Yes | Yes
23966 | ATC_(13068)_Z3_T-D_ALTE_Tripp_Rd | 13068 | American Transmission Company | 2019-06-06 | Yes | Yes | Yes | Yes | Yes | Yes | Yes | Yes | Yes | Yes | Yes | Yes | Yes | Yes
23330 | AM_TP896-9851 Edwards-Kewanee Reconductor | 9851 | Ameren | 2019-06-06 | No | Yes | No | Yes | No | Yes | No | Yes | No | Yes | No | Yes | No | Yes
23780 | AM_TP-692-4068-Blm-Clt rt54 | 4068 | Ameren | 2019-06-07 | No | Yes | No | Yes | No | Yes | No | Yes | No | Yes | No | Yes | No | Yes
23780 | AM_TP-692-4068-Blm-Clt rt54 | 4068 | Ameren | 2019-06-07 | No | Yes | No | Yes | No | Yes | No | Yes | No | Yes | No | Yes | No | Yes
23780 | AM_TP-692-4068-Blm-Clt rt54 | 4068 | Ameren | 2019-06-07 | No | Yes | No | Yes | No | Yes | No | Yes | No | Yes | No | Yes | No | Yes
23780 | AM_TP-692-4068-Blm-Clt rt54 | 4068 | Ameren | 2019-06-07 | No | Yes | No | Yes | No | Yes | No | Yes | No | Yes | No | Yes | No | Yes
23781 | AM_TP862-9729-N Decatur-CLT RT 54 | 9729 | Ameren | 2019-06-07 | No | Yes | No | Yes | No | Yes | No | Yes | No | Yes | No | Yes | No | Yes
23781 | AM_TP862-9729-N Decatur-CLT RT 54 | 9729 | Ameren | 2019-06-07 | No | Yes | No | Yes | No | Yes | No | Yes | No | Yes | No | Yes | No | Yes
23781 | AM_TP862-9729-N Decatur-CLT RT 54 | 9729 | Ameren | 2019-06-07 | No | Yes | No | Yes | No | Yes | No | Yes | No | Yes | No | Yes | No | Yes
17757 | ATC_(3510)_Z5_SB_AM_3013_EDW-STMR_Rebuild | 3510 | American Transmission Company | 2019-06-15 | Yes | Yes | Yes | Yes | Yes | Yes | Yes | Yes | Yes | Yes | Yes | Yes | Yes | Yes
109521 | ATC_(14184)_Z1_Cranberry_10-4_MVAR_Inductor | 14184 | American Transmission Company | 2019-06-15 | No | Yes | No | Yes | No | Yes | No | Yes | No | Yes | No | Yes | No | Yes
109523 | ATC_(14186)_Z2_Iron_Grove_15MVAR_Inductor | 14186 | American Transmission Company | 2019-06-15 | No | Yes | No | Yes | No | Yes | No | Yes | No | Yes | No | Yes | No | Yes
20106 | EES 9774 16-EGL-012-4 SWLA69IP DC Henning-L-13 | 9774 | Entergy | 2019-06-30 | Yes | Yes | Yes | Yes | Yes | Yes | Yes | Yes | Yes | Yes | Yes | Yes | Yes | Yes
21139 | LUS-MISO-Northeast_Station |  | Lafayette Utilities System | 2019-06-30 | Yes | Yes | Yes | Yes | Yes | Yes | Yes | Yes | Yes | Yes | Yes | Yes | Yes | Yes
22887 | WPSC-MISO-12285-Altona-Vestaburg+Rebuild | 12285 | Wolverine Power Cooperative | 2019-06-30 | Yes | Yes | Yes | Yes | Yes | Yes | Yes | Yes | Yes | Yes | Yes | Yes | Yes | Yes
20641 | METC-10323-WAGNER | 10323 | International Transmission Company | 2019-07-01 | Yes | Yes | Yes | Yes | Yes | Yes | Yes | Yes | Yes | Yes | Yes | Yes | Yes | Yes
24809 | PPI-MTEP-13950- New Oxville Industrial Load | 13950 | Prairie Power Inc | 2019-07-01 | Yes | Yes | Yes | Yes | Yes | Yes | Yes | Yes | Yes | Yes | Yes | Yes | Yes | Yes
23047 | METC-11684-Alder_to_Wagner_sag | 11684 | International Transmission Company | 2019-07-02 | Yes | Yes | Yes | Yes | Yes | Yes | Yes | Yes | Yes | Yes | Yes | Yes | Yes | Yes
22902 | CETO-12164-AmberRingBus | 12164 | Consumers Energy | 2019-07-20 | Yes | Yes | Yes | Yes | Yes | Yes | Yes | Yes | Yes | Yes | Yes | Yes | Yes | Yes
20371 | ATC_(9954)_Z4_AM_Lost_Dauphin_T1_60MVA-Tr | 9954 | American Transmission Company | 2019-08-01 | Yes | Yes | Yes | Yes | Yes | Yes | Yes | Yes | Yes | Yes | Yes | Yes | Yes | Yes
6579 | GRE-2670-SCHUSTERLAKE_115_41_R1 | 2670 | Great River Energy | 2019-08-28 | Yes | Yes | Yes | Yes | Yes | Yes | Yes | Yes | Yes | Yes | Yes | Yes | Yes | Yes
21385 | MDU-Merricourt-Ellendale_230Line-Future |  | Montana Dakota Utilities | 2019-08-31 | Yes | Yes | Yes | Yes | Yes | Yes | Yes | Yes | Yes | Yes | Yes | Yes | Yes | Yes
22576 | MDU-J316-Foxtail |  | Montana Dakota Utilities | 2019-08-31 | Yes | Yes | Yes | Yes | Yes | Yes | Yes | Yes | Yes | Yes | Yes | Yes | Yes | Yes
18852 | XEL-4695-WILSON-BUS-BKR-AND-HALF_R1 | 4695 | Xcel Energy | 2019-09-01 | Yes | Yes | Yes | Yes | Yes | Yes | Yes | Yes | Yes | Yes | Yes | Yes | Yes | Yes
21633 | ITCT-9360-Scio | 9360 | ITC Holdings Corp. | 2019-09-01 | Yes | Yes | Yes | Yes | Yes | Yes | Yes | Yes | Yes | Yes | Yes | Yes | Yes | Yes
22392 | DTE-3284-Detroit_Wastewater_219_ITCT | 3284 | Detroit Edison Company | 2019-09-01 | Yes | Yes | Yes | Yes | Yes | Yes | Yes | Yes | Yes | Yes | Yes | Yes | Yes | Yes
22911 | GRE-12117-MoonLake69 | 12117 | Great River Energy | 2019-09-01 | Yes | Yes | Yes | Yes | Yes | Yes | Yes | Yes | Yes | Yes | Yes | Yes | Yes | Yes
24951 | ITCM_14024_J041_Upgrades | 14024 | ITC Holdings Corp. | 2019-09-01 | No | No | No | No | No | No | No | No | No | No | No | No | No | No
25163 | 659_BEPC_EREC_WAPA_RobertsCo+ |  | Basin Electric | 2019-09-01 | Yes | Yes | Yes | Yes | Yes | Yes | Yes | Yes | Yes | Yes | Yes | Yes | Yes | Yes
25163 | 659_BEPC_EREC_WAPA_RobertsCo+ |  | Basin Electric | 2019-09-01 | Yes | Yes | Yes | Yes | Yes | Yes | Yes | Yes | Yes | Yes | Yes | Yes | Yes | Yes
25163 | 659_BEPC_EREC_WAPA_RobertsCo+ |  | Basin Electric | 2019-09-01 | Yes | Yes | Yes | Yes | Yes | Yes | Yes | Yes | Yes | Yes | Yes | Yes | Yes | Yes
25163 | 659_BEPC_EREC_WAPA_RobertsCo+ |  | Basin Electric | 2019-09-01 | Yes | Yes | Yes | Yes | Yes | Yes | Yes | Yes | Yes | Yes | Yes | Yes | Yes | Yes
25163 | 659_BEPC_EREC_WAPA_RobertsCo+ |  | Basin Electric | 2019-09-01 | Yes | Yes | Yes | Yes | Yes | Yes | Yes | Yes | Yes | Yes | Yes | Yes | Yes | Yes
25163 | 659_BEPC_EREC_WAPA_RobertsCo+ |  | Basin Electric | 2019-09-01 | Yes | Yes | Yes | Yes | Yes | Yes | Yes | Yes | Yes | Yes | Yes | Yes | Yes | Yes
24806 | MP-12644-MISO-NSS_STATCOM | 12644 | Minnesota Power Company | 2019-09-01 | Yes | Yes | Yes | Yes | Yes | Yes | Yes | Yes | Yes | Yes | Yes | Yes | Yes | Yes
21814 | DTE-9360-Scio | 9360 | Detroit Edison Company | 2019-09-02 | Yes | Yes | Yes | Yes | Yes | Yes | Yes | Yes | Yes | Yes | Yes | Yes | Yes | Yes
24951 | ITCM_14024_J041_Upgrades | 14024 | ITC Holdings Corp. | 2019-09-02 | No | No | No | No | No | No | No | No | No | No | No | No | No | No
22951 | GRE-12104-Burnsville-RiverHills69 | 12104 | Great River Energy | 2019-09-13 | Yes | Yes | Yes | Yes | Yes | Yes | Yes | Yes | Yes | Yes | Yes | Yes | Yes | Yes
20394 | ATC_(9930)_Z4_Q-147_LSD-RML_138kV_Uprate | 9930 | American Transmission Company | 2019-09-27 | Yes | Yes | Yes | Yes | Yes | Yes | Yes | Yes | Yes | Yes | Yes | Yes | Yes | Yes
9175 | OTP_2220_BSS-Ellendale 345 | 2220 | Otter Tail Power Company | 2019-09-30 | Yes | Yes | Yes | Yes | Yes | Yes | Yes | Yes | Yes | Yes | Yes | Yes | Yes | Yes
22388 | ATC_(12150)_Z4_AM_X-2_CRW-OHM_Rebuild | 12150 | American Transmission Company | 2019-09-30 | Yes | Yes | Yes | Yes | Yes | Yes | Yes | Yes | Yes | Yes | Yes | Yes | Yes | Yes
22984 | GRE-12165-Vermillion69 | 12165 | Great River Energy | 2019-09-30 | Yes | Yes | Yes | Yes | Yes | Yes | Yes | Yes | Yes | Yes | Yes | Yes | Yes | Yes
24657 | MRES-13852-Detroit-Lakes-S-Sub | 13852 | Missouri River Energy | 2019-09-30 | No | Yes | No | Yes | No | Yes | No | Yes | No | Yes | No | Yes | No | Yes
19710 | GRE-9200-TwoInlets115 | 9200 | Great River Energy | 2019-10-01 | No | Yes | No | Yes | No | Yes | No | Yes | No | Yes | No | Yes | No | Yes
19751 | GRE-9201-BullMoose115 | 9201 | Great River Energy | 2019-10-01 | No | Yes | No | Yes | No | Yes | No | Yes | No | Yes | No | Yes | No | Yes
19762 | GRE-9202-Palisade115 | 9202 | Great River Energy | 2019-10-01 | No | Yes | No | Yes | No | Yes | No | Yes | No | Yes | No | Yes | No | Yes
19763 | GRE-9203-CromwellPump115 | 9203 | Great River Energy | 2019-10-01 | No | Yes | No | Yes | No | Yes | No | Yes | No | Yes | No | Yes | No | Yes
24065 | MP-MISO-16LTapClosed2019 |  | Minnesota Power Company | 2019-10-01 | Yes | Yes | Yes | Yes | Yes | Yes | Yes | Yes | Yes | Yes | Yes | Yes | Yes | Yes
24532 | AM_TP962-13570-Cahokia-Baldwin Reconductor | 13570 | Ameren | 2019-10-01 | No | Yes | No | Yes | No | Yes | No | Yes | No | Yes | No | Yes | No | Yes
24589 | MP-7996-MISO-15LUpgrade | 7996 | Minnesota Power Company | 2019-10-01 | Yes | Yes | Yes | Yes | Yes | Yes | Yes | Yes | Yes | Yes | Yes | Yes | Yes | Yes
24699 | MEC-MTEP-13644-J412 POI | 13644 | MidAmerican Energy | 2019-10-01 | Yes | Yes | Yes | Yes | Yes | Yes | Yes | Yes | Yes | Yes | Yes | Yes | Yes | Yes
19691 | MH-SW_WPG |  | Manitoba Hydro | 2019-10-01 | Yes | Yes | Yes | Yes | Yes | Yes | Yes | Yes | Yes | Yes | Yes | Yes | Yes | Yes
25371 | MEC-MISO-J412 Wind Farm |  | MidAmerican Energy | 2019-10-02 | Yes | Yes | Yes | Yes | Yes | Yes | Yes | Yes | Yes | Yes | Yes | Yes | Yes | Yes
25323 | GO-J391-MARSHALL-COGEN |  | MISO | 2019-10-15 | Yes | Yes | Yes | Yes | Yes | Yes | Yes | Yes | Yes | Yes | Yes | Yes | Yes | Yes
22342 | ATC_(12103)_Z4_Upgrade_Ellinwood_Bus_and_SPTG311 | 12103 | American Transmission Company | 2019-10-21 | Yes | Yes | Yes | Yes | Yes | Yes | Yes | Yes | Yes | Yes | Yes | Yes | Yes | Yes
25098 | GRE-13464-BrooksLake115 | 13464 | Great River Energy | 2019-10-30 | No | Yes | No | Yes | No | Yes | No | Yes | No | Yes | No | Yes | No | Yes
8520 | MH-Souris-East-Bank2 |  | Manitoba Hydro | 2019-10-31 | Yes | Yes | Yes | Yes | Yes | Yes | Yes | Yes | Yes | Yes | Yes | Yes | Yes | Yes
18198 | MP-7910-5LUpgrade | 7910 | Minnesota Power Company | 2019-11-01 | Yes | Yes | Yes | Yes | Yes | Yes | Yes | Yes | Yes | Yes | Yes | Yes | Yes | Yes
20663 | XEL-10069-TWIN-CREEK-69KV | 10069 | Xcel Energy | 2019-11-01 | Yes | Yes | Yes | Yes | Yes | Yes | Yes | Yes | Yes | Yes | Yes | Yes | Yes | Yes
23396 | EES 12666 MacArthur 115 kV new sub | 12666 | Entergy | 2019-11-01 | Yes | Yes | Yes | Yes | Yes | Yes | Yes | Yes | Yes | Yes | Yes | Yes | Yes | Yes
24605 | AM-TP1000-13665-Tazewell 138 kV Cap | 13665 | Ameren | 2019-11-01 | No | Yes | No | Yes | No | Yes | No | Yes | No | Yes | No | Yes | No | Yes
22582 | AMIL-2237-MVP11-Pana-Mt.Zion-Kansas-SugarCreek | 2237 | Ameren | 2019-11-15 | Yes | Yes | Yes | Yes | Yes | Yes | Yes | Yes | Yes | Yes | Yes | Yes | Yes | Yes
23397 | EES 12667 Pecan St 161 kV new sub | 12667 | Entergy | 2019-11-15 | No | Yes | No | Yes | No | Yes | No | Yes | No | Yes | No | Yes | No | Yes
23397 | EES 12667 Pecan St 161 kV new sub | 12667 | Entergy | 2019-11-15 | No | Yes | No | Yes | No | Yes | No | Yes | No | Yes | No | Yes | No | Yes
20111 | EES 9779 16-EGL-013 SWLA69IP Carter-Serpent 69 kV | 9779 | Entergy | 2019-11-30 | Yes | Yes | Yes | Yes | Yes | Yes | Yes | Yes | Yes | Yes | Yes | Yes | Yes | Yes
15305 | XEL-4224-IRONWOOD-SW-REPLACEMENT_R3 | 4224 | Xcel Energy | 2019-12-01 | Yes | Yes | Yes | Yes | Yes | Yes | Yes | Yes | Yes | Yes | Yes | Yes | Yes | Yes
17825 | MEC-MTEP-8020-Pleasant Corner-Beacon | 8020 | MidAmerican Energy | 2019-12-01 | Yes | Yes | Yes | Yes | Yes | Yes | Yes | Yes | Yes | Yes | Yes | Yes | Yes | Yes
18356 | 8402-AECC-Camden West 06-01-2016 | 8402 | Arkansas Electric Cooperative Corporation | 2019-12-01 | Yes | Yes | Yes | Yes | Yes | Yes | Yes | Yes | Yes | Yes | Yes | Yes | Yes | Yes
15847 | ITCM_4459_East_IA_Ph_3_Radio-Amber_Conv | 4459 | ITC Holdings Corp. | 2019-12-01 | Yes | Yes | Yes | Yes | Yes | Yes | Yes | Yes | Yes | Yes | Yes | Yes | Yes | Yes
20065 | EES 9690 16-ELN-010 Hodge 230 kV | 9690 | Entergy | 2019-12-01 | Yes | Yes | Yes | Yes | Yes | Yes | Yes | Yes | Yes | Yes | Yes | Yes | Yes | Yes
20137 | EES 9805 16-ENO-001 Patterson-Pontchartrain | 9805 | Entergy | 2019-12-01 | Yes | Yes | Yes | Yes | Yes | Yes | Yes | Yes | Yes | Yes | Yes | Yes | Yes | Yes
6334 | MEC-MTEP-2937-2nd Sub 39 345-161 kV Xfmr | 2937 | MidAmerican Energy | 2019-12-01 | No | Yes | No | Yes | No | Yes | No | Yes | No | Yes | No | Yes | No | Yes
6359 | MEC-MTEP-2938-Sub 39-Cordova 345 kV Uprate | 2938 | MidAmerican Energy | 2019-12-01 | No | Yes | No | Yes | No | Yes | No | Yes | No | Yes | No | Yes | No | Yes
21174 | ITCM_10022_CR_Mt_Vernon_69_kV_Conversion Phase 2 | 10022 | ITC Holdings Corp. | 2019-12-01 | Yes | Yes | Yes | Yes | Yes | Yes | Yes | Yes | Yes | Yes | Yes | Yes | Yes | Yes
22741 | EES_12129(17-ELS-005)_Snakefarm 2nd auto | 12129 | Entergy | 2019-12-01 | Yes | Yes | Yes | Yes | Yes | Yes | Yes | Yes | Yes | Yes | Yes | Yes | Yes | Yes
22748 | EES_12133(17-ENO-001)_Gulf Outlet Cap | 12133 | Entergy | 2019-12-01 | Yes | Yes | Yes | Yes | Yes | Yes | Yes | Yes | Yes | Yes | Yes | Yes | Yes | Yes
22845 | EES 12024 17-EMI-003 Carthage-Scott rbld | 12024 | Entergy | 2019-12-01 | Yes | Yes | Yes | Yes | Yes | Yes | Yes | Yes | Yes | Yes | Yes | Yes | Yes | Yes
22450 | EES 11783 16-EMI-019 McAdams Upgrade Autos | 11783 | Entergy | 2019-12-01 | Yes | Yes | Yes | Yes | Yes | Yes | Yes | Yes | Yes | Yes | Yes | Yes | Yes | Yes
24604 | AM-tp770-9857 Jarvis Substation | 9857 | Ameren | 2019-12-01 | No | Yes | No | Yes | No | Yes | No | Yes | No | Yes | No | Yes | No | Yes
24666 | ATC_(9991)_Z5_Racine_345kV_Ring_Bus | 9991 | American Transmission Company | 2019-12-01 | No | Yes | No | Yes | No | Yes | No | Yes | No | Yes | No | Yes | No | Yes
24867 | EES 13637 18-EAI-001 JcksnvileN-Holnd Bttm | 13637 | Entergy | 2019-12-01 | No | Yes | No | Yes | No | Yes | No | Yes | No | Yes | No | Yes | No | Yes
24926 | EES 12015 16-EMI-012 Lakeover 500-230kV | 12015 | Entergy | 2019-12-01 | Yes | Yes | Yes | Yes | Yes | Yes | Yes | Yes | Yes | Yes | Yes | Yes | Yes | Yes
24987 | SIGE-MTEP-Prj9946-AdamsSt |  | Vectren | 2019-12-01 | Yes | Yes | Yes | Yes | Yes | Yes | Yes | Yes | Yes | Yes | Yes | Yes | Yes | Yes
25176 | EES 4666 12-EAI-014 Mabelvale - Bryant - BryantS | 4666 | Entergy | 2019-12-01 | Yes | Yes | Yes | Yes | Yes | Yes | Yes | Yes | Yes | Yes | Yes | Yes | Yes | Yes
23516 | XEL-8149-BAYFIELD_LOOP_34.5_KV_P1_R2 | 8149 | Xcel Energy | 2019-12-01 | Yes | Yes | Yes | Yes | Yes | Yes | Yes | Yes | Yes | Yes | Yes | Yes | Yes | Yes
109556 | ATC_(13789)_Z3_AM_Reconfigure_Kilbourn_SS | 13789 | American Transmission Company | 2019-12-01 | No | Yes | No | Yes | No | Yes | No | Yes | No | Yes | No | Yes | No | Yes
110548 | MEC-MTEP-14784-NE 62nd Ave Substation | 14784 | MidAmerican Energy | 2019-12-01 | No | Yes | No | Yes | No | Yes | No | Yes | No | Yes | No | Yes | No | Yes
23471 | AM-TP926-11863-Havana Bus tie addition | 11863 | Ameren | 2019-12-01 | Yes | Yes | Yes | Yes | Yes | Yes | Yes | Yes | Yes | Yes | Yes | Yes | Yes | Yes
23457 | XEL-11993-BLACK-DOG-WILSON-1-AND-3-UPRATE | 11993 | Xcel Energy | 2019-12-02 | Yes | Yes | Yes | Yes | Yes | Yes | Yes | Yes | Yes | Yes | Yes | Yes | Yes | Yes
24463 | AM-3170-AECI MVP Updates | 3170 | Ameren | 2019-12-02 | Yes | Yes | Yes | Yes | Yes | Yes | Yes | Yes | Yes | Yes | Yes | Yes | Yes | Yes
109128 | AM-TP935-11944-MT Vernon bus rebuild | 11944 | Ameren | 2019-12-02 | No | Yes | No | Yes | No | Yes | No | Yes | No | Yes | No | Yes | No | Yes
9653 | AMIL-MISO-3170-MVP8-Zachary-Maywood | 3170 | Ameren | 2019-12-15 | Yes | Yes | Yes | Yes | Yes | Yes | Yes | Yes | Yes | Yes | Yes | Yes | Yes | Yes
20662 | XEL-10289-ELMWOOD-EAU-GALLE-REBUILD-P2 | 10289 | Xcel Energy | 2019-12-15 | Yes | Yes | Yes | Yes | Yes | Yes | Yes | Yes | Yes | Yes | Yes | Yes | Yes | Yes
24469 | AMIL-2248-MVP7_Adair-Appanoose | 2248 | Ameren | 2019-12-15 | Yes | Yes | Yes | Yes | Yes | Yes | Yes | Yes | Yes | Yes | Yes | Yes | Yes | Yes
24757 | ITCT-13646-MIDAS | 13646 | ITC Holdings Corp. | 2019-12-20 | No | Yes | No | Yes | No | Yes | No | Yes | No | Yes | No | Yes | No | Yes
109972 | DTE-13646-MIDAS | 13646 | Detroit Edison Company | 2019-12-23 | No | Yes | No | Yes | No | Yes | No | Yes | No | Yes | No | Yes | No | Yes
22873 | ITCM_11974_Mediapolis-New_London_69kV_Rebuild | 11974 | ITC Holdings Corp. | 2019-12-26 | Yes | Yes | Yes | Yes | Yes | Yes | Yes | Yes | Yes | Yes | Yes | Yes | Yes | Yes
22859 | ITCM_11964_OAK_HILL-MARION_CONVERSION | 11964 | ITC Holdings Corp. | 2019-12-26 | Yes | Yes | Yes | Yes | Yes | Yes | Yes | Yes | Yes | Yes | Yes | Yes | Yes | Yes
10104 | ATC_(3808)_Z3B_Bain-Spring_Valley-N_Lake_Geneva | 3808 | American Transmission Company | 2019-12-30 | Yes | Yes | Yes | Yes | Yes | Yes | Yes | Yes | Yes | Yes | Yes | Yes | Yes | Yes
12186 | ITCM_4115_Fletcher_Sub | 4115 | ITC Holdings Corp. | 2019-12-30 | Yes | Yes | Yes | Yes | Yes | Yes | Yes | Yes | Yes | Yes | Yes | Yes | Yes | Yes
18976 | PPI-7889-FISHHOOK-LIBERTY_138_KV | 7889 | Prairie Power Inc | 2019-12-30 | Yes | Yes | Yes | Yes | Yes | Yes | Yes | Yes | Yes | Yes | Yes | Yes | Yes | Yes
24546 | MP-13364-NorthShoreTransLineUpgradesProject | 13364 | Minnesota Power Company | 2019-12-30 | No | Yes | No | Yes | No | Yes | No | Yes | No | Yes | No | Yes | No | Yes
4755 | SIGE-MISO-Prj2466-Roesner138-12kVSub | 2466 | Vectren | 2019-12-31 | Yes | Yes | Yes | Yes | Yes | Yes | Yes | Yes | Yes | Yes | Yes | Yes | Yes | Yes
6494 | ITCM_3057_West_Branch_Load_shift_projects | 3057 | ITC Holdings Corp. | 2019-12-31 | Yes | Yes | Yes | Yes | Yes | Yes | Yes | Yes | Yes | Yes | Yes | Yes | Yes | Yes
9756 | DEM-MTEP_3542-NCIngersoll69Sub | 3542 | Duke Energy | 2019-12-31 | Yes | Yes | Yes | Yes | Yes | Yes | Yes | Yes | Yes | Yes | Yes | Yes | Yes | Yes
15860 | ITCM_4463_Fletcher-Otter_Creek_69_Conv | 4463 | ITC Holdings Corp. | 2019-12-31 | Yes | Yes | Yes | Yes | Yes | Yes | Yes | Yes | Yes | Yes | Yes | Yes | Yes | Yes
15906 | ITCT-4518-Monroe_Xfmr | 4518 | ITC Holdings Corp. | 2019-12-31 | Yes | Yes | Yes | Yes | Yes | Yes | Yes | Yes | Yes | Yes | Yes | Yes | Yes | Yes
15990 | ITCM_4467_Fairbank-Oelwein_69_Rbld | 4467 | ITC Holdings Corp. | 2019-12-31 | Yes | Yes | Yes | Yes | Yes | Yes | Yes | Yes | Yes | Yes | Yes | Yes | Yes | Yes
16373 | ITCM_3213_MVP_Ledyard-Colby | 3213 | ITC Holdings Corp. | 2019-12-31 | Yes | Yes | Yes | Yes | Yes | Yes | Yes | Yes | Yes | Yes | Yes | Yes | Yes | Yes
18095 | WPSC-MISO-8362-Casnovia to White Cloud | 8362 | Wolverine Power Cooperative | 2019-12-31 | Yes | Yes | Yes | Yes | Yes | Yes | Yes | Yes | Yes | Yes | Yes | Yes | Yes | Yes
18096 | WPSC-MISO-8363-Vestaburg to Crawford | 8363 | Wolverine Power Cooperative | 2019-12-31 | Yes | Yes | Yes | Yes | Yes | Yes | Yes | Yes | Yes | Yes | Yes | Yes | Yes | Yes
18191 | DTE-7891-Stone_Pool_Phase_2 [14-11-06 14:48] | 7891 | Detroit Edison Company | 2019-12-31 | Yes | Yes | Yes | Yes | Yes | Yes | Yes | Yes | Yes | Yes | Yes | Yes | Yes | Yes
20302 | METC-2809-Garfield-Hemphill_Rebld | 2809 | International Transmission Company | 2019-12-31 | Yes | Yes | Yes | Yes | Yes | Yes | Yes | Yes | Yes | Yes | Yes | Yes | Yes | Yes
20305 | METC-3133-Bell-Cornell_Rebld | 3133 | International Transmission Company | 2019-12-31 | Yes | Yes | Yes | Yes | Yes | Yes | Yes | Yes | Yes | Yes | Yes | Yes | Yes | Yes
20334 | ITCM_9668_CR-North_Liberty-Hills_Phase_1 | 9668 | ITC Holdings Corp. | 2019-12-31 | Yes | Yes | Yes | Yes | Yes | Yes | Yes | Yes | Yes | Yes | Yes | Yes | Yes | Yes
20346 | ITCM_3053_KEOKUK_HYDRO_DOUBLE_CIRCUIT | 3053 | ITC Holdings Corp. | 2019-12-31 | Yes | Yes | Yes | Yes | Yes | Yes | Yes | Yes | Yes | Yes | Yes | Yes | Yes | Yes
20358 | METC-9876-Karn-Manning_Sag | 9876 | International Transmission Company | 2019-12-31 | Yes | Yes | Yes | Yes | Yes | Yes | Yes | Yes | Yes | Yes | Yes | Yes | Yes | Yes
20363 | ITCM_9908_DOVRAY-FULDA_JCT_69kV_REBUILD | 9908 | ITC Holdings Corp. | 2019-12-31 | Yes | Yes | Yes | Yes | Yes | Yes | Yes | Yes | Yes | Yes | Yes | Yes | Yes | Yes
20408 | METC-9932-Karn-Saginaw_Rvr_Rebld [15-10-12 15:23] | 9932 | International Transmission Company | 2019-12-31 | Yes | Yes | Yes | Yes | Yes | Yes | Yes | Yes | Yes | Yes | Yes | Yes | Yes | Yes
20614 | ITCT-9884-Belle_River_to_Pontiac_345_sag | 9884 | ITC Holdings Corp. | 2019-12-31 | Yes | Yes | Yes | Yes | Yes | Yes | Yes | Yes | Yes | Yes | Yes | Yes | Yes | Yes
20617 | ITCT-9887-Pontiac_to_Wixom_345_sag | 9887 | ITC Holdings Corp. | 2019-12-31 | Yes | Yes | Yes | Yes | Yes | Yes | Yes | Yes | Yes | Yes | Yes | Yes | Yes | Yes
20620 | ITCT-9994-Custer_to_Monroe_rebuild | 9994 | ITC Holdings Corp. | 2019-12-31 | Yes | Yes | Yes | Yes | Yes | Yes | Yes | Yes | Yes | Yes | Yes | Yes | Yes | Yes
18007 | METC-8144-Meyer | 8144 | International Transmission Company | 2019-12-31 | Yes | Yes | Yes | Yes | Yes | Yes | Yes | Yes | Yes | Yes | Yes | Yes | Yes | Yes
22088 | PPI-7881-LIBERTY-PITTSFIELD_138_KV_LINE | 7881 | Prairie Power Inc | 2019-12-31 | Yes | Yes | Yes | Yes | Yes | Yes | Yes | Yes | Yes | Yes | Yes | Yes | Yes | Yes
22265 | ATC_(12100)_Z3B_AM_Rebuild_Waupun_SS | 12100 | American Transmission Company | 2019-12-31 | Yes | Yes | Yes | Yes | Yes | Yes | Yes | Yes | Yes | Yes | Yes | Yes | Yes | Yes
22636 | METC-11663-Blackstone_Leoni-1_Sag_Remediation | 11663 | International Transmission Company | 2019-12-31 | Yes | Yes | Yes | Yes | Yes | Yes | Yes | Yes | Yes | Yes | Yes | Yes | Yes | Yes
22637 | METC-11664-Blackstone_Leoni-2_Sag_Remediation | 11664 | International Transmission Company | 2019-12-31 | Yes | Yes | Yes | Yes | Yes | Yes | Yes | Yes | Yes | Yes | Yes | Yes | Yes | Yes
22672 | METC-12032-Rice_Creek-Denso_Jct-Sag_Remediation | 12032 | International Transmission Company | 2019-12-31 | Yes | Yes | Yes | Yes | Yes | Yes | Yes | Yes | Yes | Yes | Yes | Yes | Yes | Yes
22674 | METC-11665-Blackstone_Leoni-3_Sag_Remediation | 11665 | International Transmission Company | 2019-12-31 | Yes | Yes | Yes | Yes | Yes | Yes | Yes | Yes | Yes | Yes | Yes | Yes | Yes | Yes
22785 | WPSC-MISO-12223-Leroy to Hartwick Rebuild | 12223 | Wolverine Power Cooperative | 2019-12-31 | Yes | Yes | Yes | Yes | Yes | Yes | Yes | Yes | Yes | Yes | Yes | Yes | Yes | Yes
22858 | ITCM_11963_Squash_Bend_Substation | 11963 | ITC Holdings Corp. | 2019-12-31 | Yes | Yes | Yes | Yes | Yes | Yes | Yes | Yes | Yes | Yes | Yes | Yes | Yes | Yes
22867 | MPC-9656-Fossum-Conv | 9656 | Minnkota Power Cooperative | 2019-12-31 | Yes | Yes | Yes | Yes | Yes | Yes | Yes | Yes | Yes | Yes | Yes | Yes | Yes | Yes
22919 | DEI-MTEP_12005-BlmgtnRogersPh3andPh4 | 12005 | Duke Energy | 2019-12-31 | Yes | Yes | Yes | Yes | Yes | Yes | Yes | Yes | Yes | Yes | Yes | Yes | Yes | Yes
23098 | ITCM_12403_Wyoming-Maquoketa_Conv | 12403 | ITC Holdings Corp. | 2019-12-31 | Yes | Yes | Yes | Yes | Yes | Yes | Yes | Yes | Yes | Yes | Yes | Yes | Yes | Yes
23180 | METC-12385-Henry_Interconnection | 12385 | International Transmission Company | 2019-12-31 | Yes | Yes | Yes | Yes | Yes | Yes | Yes | Yes | Yes | Yes | Yes | Yes | Yes | Yes
23475 | MPC-9650-MR-Frntr-115kV-Cnv | 9650 | Minnkota Power Cooperative | 2019-12-31 | Yes | Yes | Yes | Yes | Yes | Yes | Yes | Yes | Yes | Yes | Yes | Yes | Yes | Yes
24256 | ATC_(Z5)_WEC_Dist_Cap_Retirement_114-MVAR |  | American Transmission Company | 2019-12-31 | Yes | Yes | Yes | Yes | Yes | Yes | Yes | Yes | Yes | Yes | Yes | Yes | Yes | Yes
24485 | IPL-13424-Georgetown-Westlane_Upgrade | 13424 | Indianapolis Power and Light | 2019-12-31 | Yes | Yes | Yes | Yes | Yes | Yes | Yes | Yes | Yes | Yes | Yes | Yes | Yes | Yes
24577 | WPSC-MISO-13576-Airport+to+Hillman+Rebuild | 13576 | Wolverine Power Cooperative | 2019-12-31 | No | Yes | No | Yes | No | Yes | No | Yes | No | Yes | No | Yes | No | Yes
24578 | WPSC-MISO-13575-Crawford-to-Weidman | 13575 | Wolverine Power Cooperative | 2019-12-31 | No | Yes | No | Yes | No | Yes | No | Yes | No | Yes | No | Yes | No | Yes
24594 | WPSC-MISO-13667-Hersey+to+Leroy+Rebuild | 13667 | Wolverine Power Cooperative | 2019-12-31 | No | Yes | No | Yes | No | Yes | No | Yes | No | Yes | No | Yes | No | Yes
24692 | ATC_(13998)_Z1_T-D_ALTE_ACEC_Hancock_Sectionalize | 13998 | American Transmission Company | 2019-12-31 | No | Yes | No | Yes | No | Yes | No | Yes | No | Yes | No | Yes | No | Yes
24768 | DTE-4567-FUSON | 4567 | Detroit Edison Company | 2019-12-31 | Yes | Yes | Yes | Yes | Yes | Yes | Yes | Yes | Yes | Yes | Yes | Yes | Yes | Yes
24868 | DEI-MTEP_13849-Brazil-Carbon69ckt | 13849 | Duke Energy | 2019-12-31 | No | Yes | No | Yes | No | Yes | No | Yes | No | Yes | No | Yes | No | Yes
24876 | DEI-MTEP_13845-C-villeSS-CloseC-ville1-69switch | 13845 | Duke Energy | 2019-12-31 | No | Yes | No | Yes | No | Yes | No | Yes | No | Yes | No | Yes | No | Yes
24887 | DEI-MTEP_13820-Galveston69-12sub | 13820 | Duke Energy | 2019-12-31 | No | Yes | No | Yes | No | Yes | No | Yes | No | Yes | No | Yes | No | Yes
24912 | DEI-MTEP_13750-Fountaintown-Grnfld69166Rebld | 13750 | Duke Energy | 2019-12-31 | No | Yes | No | Yes | No | Yes | No | Yes | No | Yes | No | Yes | No | Yes
24915 | DEI-MTEP_13812-HE-Intelliplex138-12sub | 13812 | Duke Energy | 2019-12-31 | No | Yes | No | Yes | No | Yes | No | Yes | No | Yes | No | Yes | No | Yes
24917 | DEI-MTEP_13765-Metea-Lucerne6926Rebld | 13765 | Duke Energy | 2019-12-31 | No | Yes | No | Yes | No | Yes | No | Yes | No | Yes | No | Yes | No | Yes
24976 | SIGE-MTEP-Prj1789-BoonvilleLoop | 1789 | Vectren | 2019-12-31 | Yes | Yes | Yes | Yes | Yes | Yes | Yes | Yes | Yes | Yes | Yes | Yes | Yes | Yes
24982 | CONS-Muskegon |  | Consumers Energy | 2019-12-31 | Yes | Yes | Yes | Yes | Yes | Yes | Yes | Yes | Yes | Yes | Yes | Yes | Yes | Yes
24983 | SIGE-MTEP-Prj4391-PigeonCreekCap | 4391 | Vectren | 2019-12-31 | Yes | Yes | Yes | Yes | Yes | Yes | Yes | Yes | Yes | Yes | Yes | Yes | Yes | Yes
24990 | SIGE-MTEP-Prj9952-BerryLoop | 9952 | Vectren | 2019-12-31 | Yes | Yes | Yes | Yes | Yes | Yes | Yes | Yes | Yes | Yes | Yes | Yes | Yes | Yes
24991 | SIGE-MTEP-Prj14077-Y68LynnvilleRebuild | 14077 | Vectren | 2019-12-31 | No | Yes | No | Yes | No | Yes | No | Yes | No | Yes | No | Yes | No | Yes
24992 | SIGE-MTEP-Prj14081-Z85Angel-Heid | 14081 | Vectren | 2019-12-31 | No | Yes | No | Yes | No | Yes | No | Yes | No | Yes | No | Yes | No | Yes
25000 | ITCM_13889_Ottumwa_East_161:25kV Substation | 13889 | ITC Holdings Corp. | 2019-12-31 | No | Yes | No | Yes | No | Yes | No | Yes | No | Yes | No | Yes | No | Yes
25055 | ITCT-9909-6_Wire_TCHPP-Jefferson | 9909 | ITC Holdings Corp. | 2019-12-31 | Yes | Yes | Yes | Yes | Yes | Yes | Yes | Yes | Yes | Yes | Yes | Yes | Yes | Yes
25067 | XEL-12011-BLUFF-SIDING-RECONFIGURATION | 12011 | Xcel Energy | 2019-12-31 | No | Yes | No | Yes | No | Yes | No | Yes | No | Yes | No | Yes | No | Yes
25072 | DEI-MTEP_13844-WashMuni138RingBus | 13844 | Duke Energy | 2019-12-31 | No | Yes | No | Yes | No | Yes | No | Yes | No | Yes | No | Yes | No | Yes
25094 | MP-13484-MISO-TwoHarbors115kV | 13484 | Minnesota Power Company | 2019-12-31 | No | Yes | No | Yes | No | Yes | No | Yes | No | Yes | No | Yes | No | Yes
25360 | ATC_(14073)_Z5_T-D_Mount_Pleasant_Tech | 14073 | American Transmission Company | 2019-12-31 | No | Yes | No | Yes | No | Yes | No | Yes | No | Yes | No | Yes | No | Yes
108813 | ATC_(14604)_Z5_T-D_State_Line | 14604 | American Transmission Company | 2019-12-31 | No | Yes | No | Yes | No | Yes | No | Yes | No | Yes | No | Yes | No | Yes
25240 | ITCT-14284-Lee_DVAR_Decomm | 14284 | ITC Holdings Corp. | 2019-12-31 | Yes | Yes | Yes | Yes | Yes | Yes | Yes | Yes | Yes | Yes | Yes | Yes | Yes | Yes
18016 | METC-8072-Riggsville-Port Calcite-Rockport | 8072 | International Transmission Company | 2019-12-31 | Yes | Yes | Yes | Yes | Yes | Yes | Yes | Yes | Yes | Yes | Yes | Yes | Yes | Yes
109194 | DPC-projects-69DblCkt_withLedyardColby |  | Dairyland Power Cooperative | 2019-12-31 | Yes | Yes | Yes | Yes | Yes | Yes | Yes | Yes | Yes | Yes | Yes | Yes | Yes | Yes
109396 | MPC-14053-Edinbrug115-69 | 14053 | Minnkota Power Cooperative | 2019-12-31 | Yes | Yes | Yes | Yes | Yes | Yes | Yes | Yes | Yes | Yes | Yes | Yes | Yes | Yes
109559 | WPSC-MISO-14003-Grand+Lake+move | 14003 | Wolverine Power Cooperative | 2019-12-31 | No | Yes | No | Yes | No | Yes | No | Yes | No | Yes | No | Yes | No | Yes
109643 | METC-9959-Grand_Lake | 9959 | International Transmission Company | 2019-12-31 | Yes | Yes | Yes | Yes | Yes | Yes | Yes | Yes | Yes | Yes | Yes | Yes | Yes | Yes
25058 | WPSC-MISO-13574-138kV+V-Convert+HYAREA | 13574 | Wolverine Power Cooperative | 2019-12-31 | Yes | Yes | Yes | Yes | Yes | Yes | Yes | Yes | Yes | Yes | Yes | Yes | Yes | Yes
110362 | DTE-Add-HOOD-Load |  | Detroit Edison Company | 2019-12-31 | Yes | Yes | Yes | Yes | Yes | Yes | Yes | Yes | Yes | Yes | Yes | Yes | Yes | Yes
110367 | DTE-New-ALAMO-Load |  | Detroit Edison Company | 2019-12-31 | Yes | Yes | Yes | Yes | Yes | Yes | Yes | Yes | Yes | Yes | Yes | Yes | Yes | Yes
23096 | ITCM_12403_Wyoming-Bennett_Conv | 12403 | ITC Holdings Corp. | 2019-12-31 | Yes | Yes | Yes | Yes | Yes | Yes | Yes | Yes | Yes | Yes | Yes | Yes | Yes | Yes
23097 | ITCM_12403_Wyoming-Wyoming_REC_Conv | 12403 | ITC Holdings Corp. | 2019-12-31 | Yes | Yes | Yes | Yes | Yes | Yes | Yes | Yes | Yes | Yes | Yes | Yes | Yes | Yes
24141 | ITCM 13083 Van Allen 69kV Substation | 13083 | ITC Holdings Corp. | 2019-12-31 | Yes | Yes | Yes | Yes | Yes | Yes | Yes | Yes | Yes | Yes | Yes | Yes | Yes | Yes
110428 | ITCM_12201_ADAMS_XFMR_TEQ | 12201 | ITC Holdings Corp. | 2019-12-31 | Yes | Yes | Yes | Yes | Yes | Yes | Yes | Yes | Yes | Yes | Yes | Yes | Yes | Yes
20421 | 10206-AECC-Partain 01-01-2020 | 10206 | Arkansas Electric Cooperative Corporation | 2020-01-01 | Yes | Yes | Yes | Yes | Yes | Yes | Yes | Yes | Yes | Yes | Yes | Yes | Yes | Yes
21759 | AM-TP701_HiramLoadAdjustments |  | Ameren | 2020-01-01 | Yes | Yes | Yes | Yes | Yes | Yes | Yes | Yes | Yes | Yes | Yes | Yes | Yes | Yes
23227 | CE-12385-Pyramid | 12385 | Consumers Energy | 2020-01-01 | Yes | Yes | Yes | Yes | Yes | Yes | Yes | Yes | Yes | Yes | Yes | Yes | Yes | Yes
23511 | CIPCO-MRO-Add Delmar Tie [17-01-18 12:07] |  | Central Iowa Power Cooperative | 2020-01-01 | Yes | Yes | Yes | Yes | Yes | Yes | Yes | Yes | Yes | Yes | Yes | Yes | Yes | Yes
23626 | MPC-XXXX-Fargo-Bus-Types |  | Minnkota Power Cooperative | 2020-01-01 | Yes | Yes | Yes | Yes | Yes | Yes | Yes | Yes | Yes | Yes | Yes | Yes | Yes | Yes
23639 | MPC-XXXX-Fargo-Load-Line-Types |  | Minnkota Power Cooperative | 2020-01-01 | Yes | Yes | Yes | Yes | Yes | Yes | Yes | Yes | Yes | Yes | Yes | Yes | Yes | Yes
25316 | 10203-MablevaleS-Shaw Phase I | 10203 | Arkansas Electric Cooperative | 2020-01-01 | No | Yes | No | Yes | No | Yes | No | Yes | No | Yes | No | Yes | No | Yes
16346 | RPU-MRO-gen-Modify2014 |  | Rochester Public Utilities | 2020-01-02 | Yes | Yes | Yes | Yes | Yes | Yes | Yes | Yes | Yes | Yes | Yes | Yes | Yes | Yes
17579 | ATC_(7583)_Z3_AM_Y-124_LOR-BOS_Rebuild | 7583 | American Transmission Company | 2020-01-13 | Yes | Yes | Yes | Yes | Yes | Yes | Yes | Yes | Yes | Yes | Yes | Yes | Yes | Yes
13338 | MH-react-off-19w |  | Manitoba Hydro | 2020-01-15 | Yes | Yes | Yes | Yes | Yes | Yes | Yes | Yes | Yes | Yes | Yes | Yes | Yes | Yes
14324 | MDU-3083-Dickinson_Loop | 3083 | Montana Dakota Utilities | 2020-02-01 | Yes | Yes | Yes | Yes | Yes | Yes | Yes | Yes | Yes | Yes | Yes | Yes | Yes | Yes
25113 | CONS-Ludington_Unit1_Upgrade |  | Consumers Energy | 2020-02-11 | Yes | Yes | Yes | Yes | Yes | Yes | Yes | Yes | Yes | Yes | Yes | Yes | Yes | Yes
24707 | MEC-MTEP-13901-Raccoon Trail Sub | 13901 | MidAmerican Energy | 2020-03-01 | No | Yes | No | Yes | No | Yes | No | Yes | No | Yes | No | Yes | No | Yes
17994 | METC-4506-Four_Mile_to_Wealthy_Street_Rebuild | 4506 | International Transmission Company | 2020-03-31 | Yes | Yes | Yes | Yes | Yes | Yes | Yes | Yes | Yes | Yes | Yes | Yes | Yes | Yes
19175 | MH-PdB-P3_P4-Remove |  | Manitoba Hydro | 2020-03-31 | Yes | Yes | Yes | Yes | Yes | Yes | Yes | Yes | Yes | Yes | Yes | Yes | Yes | Yes
22835 | EES 12037 17-ELN-002 Mntgmry-Cane Rvr | 12037 | Entergy | 2020-04-01 | Yes | Yes | Yes | Yes | Yes | Yes | Yes | Yes | Yes | Yes | Yes | Yes | Yes | Yes
23965 | ATC_(13067)_Z5_T-D_WEC_Arcadian_T8-T9 | 13067 | American Transmission Company | 2020-04-01 | Yes | Yes | Yes | Yes | Yes | Yes | Yes | Yes | Yes | Yes | Yes | Yes | Yes | Yes
24066 | MP-MISO-16LTapNormalOpen2020 |  | Minnesota Power Company | 2020-04-01 | Yes | Yes | Yes | Yes | Yes | Yes | Yes | Yes | Yes | Yes | Yes | Yes | Yes | Yes
24844 | EES 12045 17-EAI-023 ISES-Replace 500-161 kV Autos | 12045 | Entergy | 2020-04-01 | Yes | Yes | Yes | Yes | Yes | Yes | Yes | Yes | Yes | Yes | Yes | Yes | Yes | Yes
25003 | EES 13890 18-ELB-001 Conway 230-138 auto upg | 13890 | Entergy | 2020-04-01 | No | Yes | No | Yes | No | Yes | No | Yes | No | Yes | No | Yes | No | Yes
16583 | MH-react-on-20spr |  | Manitoba Hydro | 2020-04-01 | Yes | Yes | Yes | Yes | Yes | Yes | Yes | Yes | Yes | Yes | Yes | Yes | Yes | Yes
23381 | DPC-projects-N4RebuildSouthPNL |  | Dairyland Power Cooperative | 2020-04-30 | No | No | Yes | Yes | Yes | Yes | Yes | Yes | Yes | Yes | Yes | Yes | Yes | Yes
21822 | ATC_(12903)_Z3A_AM_MOH_Bus_Reconductor | 12903 | American Transmission Company | 2020-04-30 | No | No | Yes | Yes | Yes | Yes | Yes | Yes | Yes | Yes | Yes | Yes | Yes | Yes
25097 | GRE-12211-LebanonHills115 | 12211 | Great River Energy | 2020-04-30 | No | No | No | Yes | No | Yes | No | Yes | No | Yes | No | Yes | No | Yes
23393 | EES 12063 Sheridan East 115 kV new sub | 12063 | Entergy | 2020-05-01 | No | No | Yes | Yes | Yes | Yes | Yes | Yes | Yes | Yes | Yes | Yes | Yes | Yes
23403 | EES 12743 Fairbanks 115 kV new sub | 12743 | Entergy | 2020-05-01 | No | No | Yes | Yes | Yes | Yes | Yes | Yes | Yes | Yes | Yes | Yes | Yes | Yes
24520 | AM-TP781_9840_W Washington Ring bus | 9840 | Ameren | 2020-05-01 | No | No | No | Yes | No | Yes | No | Yes | No | Yes | No | Yes | No | Yes
24685 | AM_TP1026-13696-Jerseyville NW Ring bus | 13696 | Ameren | 2020-05-01 | No | No | No | Yes | No | Yes | No | Yes | No | Yes | No | Yes | No | Yes
109598 | EES 12668 17-EAI-025 HS Village North | 12668 | Entergy | 2020-05-01 | No | No | No | Yes | No | Yes | No | Yes | No | Yes | No | Yes | No | Yes
23429 | EES 12763 17-ETI-014 Commerce 138kV Sub | 12763 | Entergy | 2020-05-15 | No | No | Yes | Yes | Yes | Yes | Yes | Yes | Yes | Yes | Yes | Yes | Yes | Yes
22910 | GRE-12106-Scenic69 | 12106 | Great River Energy | 2020-05-29 | No | No | Yes | Yes | Yes | Yes | Yes | Yes | Yes | Yes | Yes | Yes | Yes | Yes
15440 | XEL-4696-PRENTICE-MEDFORD-REBUILD | 4696 | Xcel Energy | 2020-05-30 | No | No | Yes | Yes | Yes | Yes | Yes | Yes | Yes | Yes | Yes | Yes | Yes | Yes
20054 | EES 10623 16-EGL-042 Sadie 230 kV | 10623 | Entergy | 2020-05-30 | No | No | Yes | Yes | Yes | Yes | Yes | Yes | Yes | Yes | Yes | Yes | Yes | Yes
5017 | METC-2482-HWTHNJ | 2482 | International Transmission Company | 2020-05-31 | No | No | Yes | Yes | Yes | Yes | Yes | Yes | Yes | Yes | Yes | Yes | Yes | Yes
6898 | METC-2478-CAPITAL_AVE | 2478 | International Transmission Company | 2020-05-31 | No | No | Yes | Yes | Yes | Yes | Yes | Yes | Yes | Yes | Yes | Yes | Yes | Yes
18046 | METC-4537-Chums_Corner | 4537 | International Transmission Company | 2020-05-31 | No | No | Yes | Yes | Yes | Yes | Yes | Yes | Yes | Yes | Yes | Yes | Yes | Yes
12184 | METC-4537-Laperell | 4537 | International Transmission Company | 2020-05-31 | No | No | Yes | Yes | Yes | Yes | Yes | Yes | Yes | Yes | Yes | Yes | Yes | Yes
23176 | ITCT-12443-Nitro_Interconnection | 12443 | ITC Holdings Corp. | 2020-05-31 | No | No | Yes | Yes | Yes | Yes | Yes | Yes | Yes | Yes | Yes | Yes | Yes | Yes
18173 | ITCT-7892-Bartlett | 7892 | ITC Holdings Corp. | 2020-05-31 | No | No | Yes | Yes | Yes | Yes | Yes | Yes | Yes | Yes | Yes | Yes | Yes | Yes
110425 | CE-FineLakeRecon |  | Consumers Energy | 2020-05-31 | No | No | Yes | Yes | Yes | Yes | Yes | Yes | Yes | Yes | Yes | Yes | Yes | Yes
3304 | ATC_(1624)_Z3_X-67_Portage-Trienda_Line_Uprate | 1624 | American Transmission Company | 2020-06-01 | No | No | Yes | Yes | Yes | Yes | Yes | Yes | Yes | Yes | Yes | Yes | Yes | Yes
10531 | CE-2478-CAPITAL_AVE_DIST | 2478 | Consumers Energy | 2020-06-01 | No | No | Yes | Yes | Yes | Yes | Yes | Yes | Yes | Yes | Yes | Yes | Yes | Yes
10533 | CE-2482-HAWTHORNE_DIST | 2482 | Consumers Energy | 2020-06-01 | No | No | Yes | Yes | Yes | Yes | Yes | Yes | Yes | Yes | Yes | Yes | Yes | Yes
10584 | CE-2485-Ironwood [12-02-20 10:53] | 2485 | Consumers Energy | 2020-06-01 | No | No | Yes | Yes | Yes | Yes | Yes | Yes | Yes | Yes | Yes | Yes | Yes | Yes
10586 | CE-MISO-4537-CHUMS_CORNER | 4537 | Consumers Energy | 2020-06-01 | No | No | Yes | Yes | Yes | Yes | Yes | Yes | Yes | Yes | Yes | Yes | Yes | Yes
10589 | CE-2915-EGAN [12-02-20 11:12] | 2915 | Consumers Energy | 2020-06-01 | No | No | Yes | Yes | Yes | Yes | Yes | Yes | Yes | Yes | Yes | Yes | Yes | Yes
12189 | CONS-4537-LAPERELL_DIST | 4537 | Consumers Energy | 2020-06-01 | No | No | Yes | Yes | Yes | Yes | Yes | Yes | Yes | Yes | Yes | Yes | Yes | Yes
15580 | DEI-MTEP_4415-VeedsbgW230-69Bk2add | 4415 | Duke Energy | 2020-06-01 | No | No | Yes | Yes | Yes | Yes | Yes | Yes | Yes | Yes | Yes | Yes | Yes | Yes
17663 | AMIL-TP436-2273-LaforgeTap | 2273 | Ameren | 2020-06-01 | No | No | Yes | Yes | Yes | Yes | Yes | Yes | Yes | Yes | Yes | Yes | Yes | Yes
18139 | EES 7914 15-EMI-008 Med Center | 7914 | Entergy | 2020-06-01 | No | No | Yes | Yes | Yes | Yes | Yes | Yes | Yes | Yes | Yes | Yes | Yes | Yes
18208 | MP-3831-MISO-GNTL500kV-2015.04.16 | 3831 | Minnesota Power Company | 2020-06-01 | No | No | Yes | Yes | Yes | Yes | Yes | Yes | Yes | Yes | Yes | Yes | Yes | Yes
19463 | METC-T094 Covert [15-05-05 14:52] |  | International Transmission Company | 2020-06-01 | No | No | Yes | Yes | Yes | Yes | Yes | Yes | Yes | Yes | Yes | Yes | Yes | Yes
19769 | EES 9280 15-ETI-016 Cypress 500-138 kV AT2 | 9280 | Entergy | 2020-06-01 | No | No | Yes | Yes | Yes | Yes | Yes | Yes | Yes | Yes | Yes | Yes | Yes | Yes
20059 | EES 9686 16-ELN-005 Lake Providence Sub | 9686 | Entergy | 2020-06-01 | No | No | Yes | Yes | Yes | Yes | Yes | Yes | Yes | Yes | Yes | Yes | Yes | Yes
20061 | EES_9688(16-ELN-007)_Dunn - Winnsboro | 9688 | Entergy | 2020-06-01 | No | No | Yes | Yes | Yes | Yes | Yes | Yes | Yes | Yes | Yes | Yes | Yes | Yes
20062 | EES_9689(16-ELN-008)_Beekman Sub | 9689 | Entergy | 2020-06-01 | No | No | Yes | Yes | Yes | Yes | Yes | Yes | Yes | Yes | Yes | Yes | Yes | Yes
20113 | EES 9781 SWLA69IP Jennings to Lawtag 69 kV | 9781 | Entergy | 2020-06-01 | No | No | Yes | Yes | Yes | Yes | Yes | Yes | Yes | Yes | Yes | Yes | Yes | Yes
20128 | EES_9797(16-EGL-036)_Nelson-Lake Charles Bulk | 9797 | Entergy | 2020-06-01 | No | No | No | Yes | No | Yes | No | Yes | No | Yes | No | Yes | No | Yes
20130 | EES_9798(16-ELL-001)_Gypsy to Claytonia | 9798 | Entergy | 2020-06-01 | No | No | Yes | Yes | Yes | Yes | Yes | Yes | Yes | Yes | Yes | Yes | Yes | Yes
20136 | EES_9804(16-ELL-008)_Ave C to Paris Tap | 9804 | Entergy | 2020-06-01 | No | No | Yes | Yes | Yes | Yes | Yes | Yes | Yes | Yes | Yes | Yes | Yes | Yes
20141 | EES 9809 16-ETI-007 Hull-Sour lake | 9809 | Entergy | 2020-06-01 | No | No | Yes | Yes | Yes | Yes | Yes | Yes | Yes | Yes | Yes | Yes | Yes | Yes
20143 | EES 9812 16-ETI-014-1 PARIP Garden Sub | 9812 | Entergy | 2020-06-01 | No | No | Yes | Yes | Yes | Yes | Yes | Yes | Yes | Yes | Yes | Yes | Yes | Yes
20144 | EES 9813 16-ETI-014-2 PARIP Legend Sub | 9813 | Entergy | 2020-06-01 | No | No | Yes | Yes | Yes | Yes | Yes | Yes | Yes | Yes | Yes | Yes | Yes | Yes
20153 | CLEC-9716-Reconductor_Coughlin-Plaisance(2-954) | 9716 | Cleco Power | 2020-06-01 | No | No | No | Yes | No | Yes | No | Yes | No | Yes | No | Yes | No | Yes
20185 | EES 10008 15-EGL-023 Nelson to Menena | 10008 | Entergy | 2020-06-01 | No | No | Yes | Yes | Yes | Yes | Yes | Yes | Yes | Yes | Yes | Yes | Yes | Yes
20655 | EES 16-EGL Lake Charles (Nelson)_CCGT |  | Entergy | 2020-06-01 | No | No | Yes | Yes | Yes | Yes | Yes | Yes | Yes | Yes | Yes | Yes | Yes | Yes
21142 | EES_10588(16-ELL-010-1)_Fleur 230 kV | 10588 | Entergy | 2020-06-01 | No | No | Yes | Yes | Yes | Yes | Yes | Yes | Yes | Yes | Yes | Yes | Yes | Yes
22729 | EES_12082(17-ELC-006)_Gossport-E Broad 69 | 12082 | Entergy | 2020-06-01 | No | No | Yes | Yes | Yes | Yes | Yes | Yes | Yes | Yes | Yes | Yes | Yes | Yes
22743 | EES_12132(17-ELS-007)_JARP Ph1 Churchill | 12132 | Entergy | 2020-06-01 | No | No | Yes | Yes | Yes | Yes | Yes | Yes | Yes | Yes | Yes | Yes | Yes | Yes
22757 | EES 12096 17-ETI-010 Dobbin 230-138 Sub | 12096 | Entergy | 2020-06-01 | No | No | Yes | Yes | Yes | Yes | Yes | Yes | Yes | Yes | Yes | Yes | Yes | Yes
22838 | EES_12040(17-ELN-005)_Carson Rd - Delhi | 12040 | Entergy | 2020-06-01 | No | No | Yes | Yes | Yes | Yes | Yes | Yes | Yes | Yes | Yes | Yes | Yes | Yes
23174 | EES-12017-Southeast Louisiana Project | 12017 | Entergy | 2020-06-01 | No | No | Yes | Yes | Yes | Yes | Yes | Yes | Yes | Yes | Yes | Yes | Yes | Yes
23223 | DTE-12443-Northville_Interconnect | 12443 | Detroit Edison Company | 2020-06-01 | No | No | Yes | Yes | Yes | Yes | Yes | Yes | Yes | Yes | Yes | Yes | Yes | Yes
23224 | DTE-7892-BARTLETT [16-11-04 10:29] | 7892 | Detroit Edison Company | 2020-06-01 | No | No | Yes | Yes | Yes | Yes | Yes | Yes | Yes | Yes | Yes | Yes | Yes | Yes
23402 | EES 12745 Russellville Ind 161 kV new sub | 12745 | Entergy | 2020-06-01 | No | No | Yes | Yes | Yes | Yes | Yes | Yes | Yes | Yes | Yes | Yes | Yes | Yes
23426 | EES_12132(17-ELS-007-4)JPAR Ph1 9mile-Westwego | 12132 | Entergy | 2020-06-01 | No | No | Yes | Yes | Yes | Yes | Yes | Yes | Yes | Yes | Yes | Yes | Yes | Yes
23483 | MP-12323-MISO-93Lupgrade | 12323 | Minnesota Power Company | 2020-06-01 | No | No | Yes | Yes | Yes | Yes | Yes | Yes | Yes | Yes | Yes | Yes | Yes | Yes
23917 | EES_12073(17-ELB-001) Ellem New Sub | 12073 | Entergy | 2020-06-01 | No | No | Yes | Yes | Yes | Yes | Yes | Yes | Yes | Yes | Yes | Yes | Yes | Yes
24033 | AM-Tazewell-Dresden 345V |  | Ameren | 2020-06-01 | No | No | Yes | Yes | Yes | Yes | Yes | Yes | Yes | Yes | Yes | Yes | Yes | Yes
24560 | AM-TP938-11947-Greenback Substation | 11947 | Ameren | 2020-06-01 | No | No | No | Yes | No | Yes | No | Yes | No | Yes | No | Yes | No | Yes
24618 | AM-TP1032-13689-Louisville-Newton | 13689 | Ameren | 2020-06-01 | No | No | No | Yes | No | Yes | No | Yes | No | Yes | No | Yes | No | Yes
24693 | XEL-FORBES-SVC-RETIREMENT |  | Xcel Energy | 2020-06-01 | No | No | No | Yes | No | Yes | No | Yes | No | Yes | No | Yes | No | Yes
24697 | MEC-MTEP-13837-Sub 39-Sub A 161 kV Ckt 2 | 13837 | MidAmerican Energy | 2020-06-01 | No | No | No | Yes | No | Yes | No | Yes | No | Yes | No | Yes | No | Yes
24709 | MEC-MTEP-14108-Lehman Ave Sub | 14108 | MidAmerican Energy | 2020-06-01 | No | No | No | Yes | No | Yes | No | Yes | No | Yes | No | Yes | No | Yes
24724 | MP-9646-MISO-NSWK_14LTapUpgrade | 9646 | Minnesota Power Company | 2020-06-01 | No | No | No | Yes | No | Yes | No | Yes | No | Yes | No | Yes | No | Yes
24735 | ITCT-13804-Adams-Burns2_Sag_Remediation | 13804 | ITC Holdings Corp. | 2020-06-01 | No | No | No | Yes | No | Yes | No | Yes | No | Yes | No | Yes | No | Yes
24736 | ITCT-13805-Belle_River-St_Clair | 13805 | ITC Holdings Corp. | 2020-06-01 | No | No | No | Yes | No | Yes | No | Yes | No | Yes | No | Yes | No | Yes
24737 | ITCT-13806-Bismark-Jewell_Sag_Remediation | 13806 | ITC Holdings Corp. | 2020-06-01 | No | No | No | Yes | No | Yes | No | Yes | No | Yes | No | Yes | No | Yes
24738 | ITCT-13807-Northeast-Stephens_230_Sag_Remediation | 13807 | ITC Holdings Corp. | 2020-06-01 | No | No | No | Yes | No | Yes | No | Yes | No | Yes | No | Yes | No | Yes
24739 | ITCT-13809-Stephens_345_Upgrades | 13809 | ITC Holdings Corp. | 2020-06-01 | No | No | No | Yes | No | Yes | No | Yes | No | Yes | No | Yes | No | Yes
24740 | ITCT-13810-Elm_120_Upgrades | 13810 | ITC Holdings Corp. | 2020-06-01 | No | No | No | Yes | No | Yes | No | Yes | No | Yes | No | Yes | No | Yes
24741 | ITCT-13811-Brownstown-Monroe1_Upgrades | 13811 | ITC Holdings Corp. | 2020-06-01 | No | No | No | Yes | No | Yes | No | Yes | No | Yes | No | Yes | No | Yes
24742 | ITCT-13813-Monroe-Wayne_Upgrades | 13813 | ITC Holdings Corp. | 2020-06-01 | No | No | No | Yes | No | Yes | No | Yes | No | Yes | No | Yes | No | Yes
24743 | ITCT-13814-Monroe-Lallendorf_Upgrades | 13814 | ITC Holdings Corp. | 2020-06-01 | No | No | No | Yes | No | Yes | No | Yes | No | Yes | No | Yes | No | Yes
24744 | ITCT-13815-Riverview-Adelaide_Upgrades | 13815 | ITC Holdings Corp. | 2020-06-01 | No | No | No | Yes | No | Yes | No | Yes | No | Yes | No | Yes | No | Yes
24747 | ITCT-13818-Jewell-St_Clair_Upgrades | 13818 | ITC Holdings Corp. | 2020-06-01 | No | No | No | Yes | No | Yes | No | Yes | No | Yes | No | Yes | No | Yes
24748 | ITCT-13819-St_Clair-Stephens2_Upgrades | 13819 | ITC Holdings Corp. | 2020-06-01 | No | No | No | Yes | No | Yes | No | Yes | No | Yes | No | Yes | No | Yes
24749 | ITCT-14007-Enrico_Fermi-Shoal_Rebuild | 14007 | ITC Holdings Corp. | 2020-06-01 | No | No | No | Yes | No | Yes | No | Yes | No | Yes | No | Yes | No | Yes
24750 | ITCT-14068-Golf-St_Clair_Upgrades | 14068 | ITC Holdings Corp. | 2020-06-01 | No | No | No | Yes | No | Yes | No | Yes | No | Yes | No | Yes | No | Yes
24751 | ITCT-14069-St_Clair_120_Upgrades | 14069 | ITC Holdings Corp. | 2020-06-01 | No | No | No | Yes | No | Yes | No | Yes | No | Yes | No | Yes | No | Yes
24753 | ITCT-14071-Trenton_Channel_120_Upgrades | 14071 | ITC Holdings Corp. | 2020-06-01 | No | No | No | Yes | No | Yes | No | Yes | No | Yes | No | Yes | No | Yes
24788 | METC-13685-Gaines_Upgrade | 13685 | International Transmission Company | 2020-06-01 | No | No | No | Yes | No | Yes | No | Yes | No | Yes | No | Yes | No | Yes
24789 | METC-13686-Blendon_Upgrade | 13686 | International Transmission Company | 2020-06-01 | No | No | No | No | No | No | No | No | No | No | No | No | No | No
24790 | METC-13687-Morrow_Upgrade | 13687 | International Transmission Company | 2020-06-01 | No | No | No | Yes | No | Yes | No | Yes | No | Yes | No | Yes | No | Yes
24791 | METC-13688-Battle Creek-Verona_Rebuild | 13688 | International Transmission Company | 2020-06-01 | No | No | No | Yes | No | Yes | No | Yes | No | Yes | No | Yes | No | Yes
24799 | METC-13949-Long_Rapids | 13949 | International Transmission Company | 2020-06-01 | No | No | No | Yes | No | Yes | No | Yes | No | Yes | No | Yes | No | Yes
24801 | METC-13997-Argenta_Upgrade | 13997 | International Transmission Company | 2020-06-01 | No | No | No | Yes | No | Yes | No | Yes | No | Yes | No | Yes | No | Yes
24850 | EES 13909 18-ENO-001 Curran 230kV Add Breakers | 13909 | Entergy | 2020-06-01 | No | No | No | Yes | No | Yes | No | Yes | No | Yes | No | Yes | No | Yes
24866 | EES 13635 18-EAI-002 Cheetah-HS Village Rebuild | 13635 | Entergy | 2020-06-01 | No | No | No | Yes | No | Yes | No | Yes | No | Yes | No | Yes | No | Yes
24869 | EES 13634 18-EAI-003 ThayerS 161-69 kV AT | 13634 | Entergy | 2020-06-01 | No | No | No | Yes | No | Yes | No | Yes | No | Yes | No | Yes | No | Yes
24872 | EES 13633 18-EAI-009 Quitman-Bee Branch rebuild | 13633 | Entergy | 2020-06-01 | No | No | No | Yes | No | Yes | No | Yes | No | Yes | No | Yes | No | Yes
24885 | EES 13632 18-EAI-029 Conway S-Conway Ind | 13632 | Entergy | 2020-06-01 | No | No | No | Yes | No | Yes | No | Yes | No | Yes | No | Yes | No | Yes
24930 | SME_(13884)_2020_L53 Rebuild | 13884 | South Mississippi Electric Power Association | 2020-06-01 | No | No | No | Yes | No | Yes | No | Yes | No | Yes | No | Yes | No | Yes
24938 | SME_(13883)_2020_L71 Rebuild | 13883 | South Mississippi Electric Power Association | 2020-06-01 | No | No | No | Yes | No | Yes | No | Yes | No | Yes | No | Yes | No | Yes
24941 | EES 13865 18-EMI-001 Star-Mendenhal 115 kV | 13865 | Entergy | 2020-06-01 | No | No | No | Yes | No | Yes | No | Yes | No | Yes | No | Yes | No | Yes
25011 | EES 13902 18-ELC-002 Mossville-Lockmoor 69 kV | 13902 | Entergy | 2020-06-01 | No | No | No | Yes | No | Yes | No | Yes | No | Yes | No | Yes | No | Yes
25069 | XEL-14047-LINCOLN-CO-CAPACITOR | 14047 | Xcel Energy | 2020-06-01 | No | No | No | Yes | No | Yes | No | Yes | No | Yes | No | Yes | No | Yes
25093 | MP-9647-MISO-53LUpgrade | 9647 | Minnesota Power Company | 2020-06-01 | No | No | No | Yes | No | Yes | No | Yes | No | Yes | No | Yes | No | Yes
20899 | EES 10487 15-ETI-024 WREP Lewis Crk to Rocky Crk | 10487 | Entergy | 2020-06-01 | No | No | Yes | Yes | Yes | Yes | Yes | Yes | Yes | Yes | Yes | Yes | Yes | Yes
22727 | EES 12079 17-ELC-004 Lake Charles Auto upgrade | 12079 | Entergy | 2020-06-01 | No | No | Yes | Yes | Yes | Yes | Yes | Yes | Yes | Yes | Yes | Yes | Yes | Yes
25236 | EES 12041 17-EAI-028 Russlvle East Series Reac | 12041 | Entergy | 2020-06-01 | No | No | Yes | Yes | Yes | Yes | Yes | Yes | Yes | Yes | Yes | Yes | Yes | Yes
25245 | METC-14424-Cobb-Meyer_Sag_Remediation | 14424 | International Transmission Company | 2020-06-01 | No | No | No | Yes | No | Yes | No | Yes | No | Yes | No | Yes | No | Yes
25318 | 14444-AECC-Zion Hill-Mountain Springs | 14444 | Arkansas Electric Cooperative Corporation | 2020-06-01 | No | No | No | No | No | No | No | No | No | No | No | No | No | No
25421 | NIPS-14264-TMEP-Burnham-Munster | 14264 | Northern Indiana Public Service | 2020-06-01 | No | No | Yes | Yes | Yes | Yes | Yes | Yes | Yes | Yes | Yes | Yes | Yes | Yes
25422 | NIPS-14266-TMEP-Bosserman-MiCity | 14266 | Northern Indiana Public Service | 2020-06-01 | No | No | Yes | Yes | Yes | Yes | Yes | Yes | Yes | Yes | Yes | Yes | Yes | Yes
25423 | NIPS-14267-TMEP-Magnetation-Reynolds | 14267 | Northern Indiana Public Service | 2020-06-01 | No | No | Yes | Yes | Yes | Yes | Yes | Yes | Yes | Yes | Yes | Yes | Yes | Yes
25424 | NIPS-14268-TMEP-Praxair1-Roxana | 14268 | Northern Indiana Public Service | 2020-06-01 | No | No | Yes | Yes | Yes | Yes | Yes | Yes | Yes | Yes | Yes | Yes | Yes | Yes
109615 | MPPA-MISO-14188-Relocation of Riley 138-69kV Transformer | 14188 | Michigan Public Power Agency | 2020-06-01 | No | No | No | Yes | No | Yes | No | Yes | No | Yes | No | Yes | No | Yes
109674 | METC-14464-Battle_Creek_138kV_Terminal_Equip_Upgrade | 14464 | International Transmission Company | 2020-06-01 | No | No | No | Yes | No | Yes | No | Yes | No | Yes | No | Yes | No | Yes
109779 | MPPA-MISO-14724-Blendon+Station+Line+Reroute | 14724 | Michigan Public Power Agency | 2020-06-01 | No | No | No | Yes | No | Yes | No | Yes | No | Yes | No | Yes | No | Yes
109741 | METC-14060-Blendon_138kV_WPSC_Station | 14060 | International Transmission Company | 2020-06-01 | No | No | No | Yes | No | Yes | No | Yes | No | Yes | No | Yes | No | Yes
24719 | WPSC-MISO-14001-Blendon+Area+Upgrade | 14001 | Wolverine Power Cooperative | 2020-06-01 | No | No | No | Yes | No | Yes | No | Yes | No | Yes | No | Yes | No | Yes
110061 | EES-14744-18-ELC-006 LCPS Deliverability | 14744 | Entergy | 2020-06-01 | No | No | Yes | Yes | Yes | Yes | Yes | Yes | Yes | Yes | Yes | Yes | Yes | Yes
110479 | RTP-10142-DUFF-COLEMAN | 10142 | Republic Transmission | 2020-06-01 | No | No | No | No | Yes | Yes | Yes | Yes | Yes | Yes | Yes | Yes | Yes | Yes
20145 | EES 9814 16-ETI-014-3 PARIP Garden-Legend | 9814 | Entergy | 2020-06-02 | No | No | Yes | Yes | Yes | Yes | Yes | Yes | Yes | Yes | Yes | Yes | Yes | Yes
20369 | ATC_(9977)_Z4_AM_J-88_CAF-FOH-GON_rebuild | 9977 | American Transmission Company | 2020-06-30 | No | No | Yes | Yes | Yes | Yes | Yes | Yes | Yes | Yes | Yes | Yes | Yes | Yes
22389 | ATC_(12148)_Z4_AM_X-97_CRW-KTM-MUR_Rebuild | 12148 | American Transmission Company | 2020-06-30 | No | No | Yes | Yes | Yes | Yes | Yes | Yes | Yes | Yes | Yes | Yes | Yes | Yes
25331 | NE-SW3 - Peck-Gilman_503_LAFA |  | Lafayette Utilities System | 2020-06-30 | No | No | Yes | Yes | Yes | Yes | Yes | Yes | Yes | Yes | Yes | Yes | Yes | Yes
20275 | METC-9864-Whiting-Custer_Rebld | 9864 | International Transmission Company | 2020-06-30 | No | No | Yes | Yes | Yes | Yes | Yes | Yes | Yes | Yes | Yes | Yes | Yes | Yes
4868 | MP-2761-MISO-Dunka-Load | 2761 | Minnesota Power Company | 2020-07-01 | No | No | Yes | Yes | Yes | Yes | Yes | Yes | Yes | Yes | Yes | Yes | Yes | Yes
22007 | MH-Dorsey-New-500kV-Tie-line(Rev02) |  | Manitoba Hydro | 2020-07-01 | No | No | Yes | Yes | Yes | Yes | Yes | Yes | Yes | Yes | Yes | Yes | Yes | Yes
21591 | DPC-projects-N5-Rebuild |  | Dairyland Power Cooperative | 2020-07-24 | No | No | No | No | Yes | Yes | Yes | Yes | Yes | Yes | Yes | Yes | Yes | Yes
8515 | MH-let-stvital-230lin [11-01-28 09:20] |  | Manitoba Hydro | 2020-07-31 | No | No | No | No | Yes | Yes | Yes | Yes | Yes | Yes | Yes | Yes | Yes | Yes
22592 | ETEC-11990-Staley 138kV Station Upgrade | 11990 | East Texas Electric Cooperative | 2020-08-01 | No | No | No | No | Yes | Yes | Yes | Yes | Yes | Yes | Yes | Yes | Yes | Yes
22612 | ETEC-8203-SHECO_03_MTEP17_351_EES | 8203 | East Texas Electric Cooperative | 2020-08-01 | No | No | No | No | Yes | Yes | Yes | Yes | Yes | Yes | Yes | Yes | Yes | Yes
25018 | ITCM_14030_J407_Upgrades | 14030 | ITC Holdings Corp. | 2020-08-07 | No | No | No | No | No | Yes | No | Yes | No | Yes | No | Yes | No | Yes
24600 | METC-13444_G934 | 13444 | International Transmission Company | 2020-09-01 | No | No | No | No | Yes | Yes | Yes | Yes | Yes | Yes | Yes | Yes | Yes | Yes
24067 | MP-MISO-16LTapClosed2020 |  | Minnesota Power Company | 2020-10-01 | No | No | No | No | Yes | Yes | Yes | Yes | Yes | Yes | Yes | Yes | Yes | Yes
10521 | MH-Grunthal-230-66-Stn(with-Ratings) |  | Manitoba Hydro | 2020-10-30 | No | No | No | No | Yes | Yes | Yes | Yes | Yes | Yes | Yes | Yes | Yes | Yes
19169 | MH-Transcona-Remove_Banks |  | Manitoba Hydro | 2020-10-30 | No | No | No | No | Yes | Yes | Yes | Yes | Yes | Yes | Yes | Yes | Yes | Yes
8332 | MH-lav-stvital-230lin |  | Manitoba Hydro | 2020-10-31 | No | No | No | No | Yes | Yes | Yes | Yes | Yes | Yes | Yes | Yes | Yes | Yes
25107 | OTP_14056_Parkers_Prairie_115_tap | 14056 | Otter Tail Power Company | 2020-11-30 | No | No | No | No | No | Yes | No | Yes | No | Yes | No | Yes | No | Yes
15896 | EES_4608(11-EGL-017)_Five Points 69kV line upgrade | 4608 | Entergy | 2020-12-01 | No | No | No | No | Yes | Yes | Yes | Yes | Yes | Yes | Yes | Yes | Yes | Yes
18487 | SME_(8560)_2018_Homewood_Missionary | 8560 | South Mississippi Electric Power Association | 2020-12-01 | No | No | No | No | Yes | Yes | Yes | Yes | Yes | Yes | Yes | Yes | Yes | Yes
23693 | AM-TP970-12964-Boar Substation | 12964 | Ameren | 2020-12-01 | No | No | No | No | No | Yes | No | Yes | No | Yes | No | Yes | No | Yes
23694 | AM-TP943-11952-Barrel Substation | 11952 | Ameren | 2020-12-01 | No | No | No | No | No | Yes | No | Yes | No | Yes | No | Yes | No | Yes
24533 | AM_TP971-13544_Tibbs Breaker Station | 13544 | Ameren | 2020-12-01 | No | No | No | No | No | Yes | No | Yes | No | Yes | No | Yes | No | Yes
24562 | AM-TP1001-13551-Shockey Substation | 13551 | Ameren | 2020-12-01 | No | No | No | No | No | Yes | No | Yes | No | Yes | No | Yes | No | Yes
24573 | AM-TP929-11923 Ridge Substation | 11923 | Ameren | 2020-12-01 | No | No | No | No | No | Yes | No | Yes | No | Yes | No | Yes | No | Yes
24581 | AM_TP693-4069-Stallings BAAH | 4069 | Ameren | 2020-12-01 | No | No | No | No | No | Yes | No | Yes | No | Yes | No | Yes | No | Yes
24942 | EES 13866 18-EMI-002 Mendenhall-Magee 115 kV | 13866 | Entergy | 2020-12-01 | No | No | No | No | No | Yes | No | Yes | No | Yes | No | Yes | No | Yes
22589 | AM_TP939_11948_Miles substation | 11948 | Ameren | 2020-12-01 | No | No | No | No | Yes | Yes | Yes | Yes | Yes | Yes | Yes | Yes | Yes | Yes
9690 | ITCM_3649_Plaza_161kV_Sub | 3649 | ITC Holdings Corp. | 2020-12-31 | No | No | No | No | Yes | Yes | Yes | Yes | Yes | Yes | Yes | Yes | Yes | Yes
12173 | ITCM_4104_Lansing-Monona_69kV | 4104 | ITC Holdings Corp. | 2020-12-31 | No | No | No | No | Yes | Yes | Yes | Yes | Yes | Yes | Yes | Yes | Yes | Yes
12175 | ITCM_4106_Windsor-Richfield_69kV | 4106 | ITC Holdings Corp. | 2020-12-31 | No | No | No | No | Yes | Yes | Yes | Yes | Yes | Yes | Yes | Yes | Yes | Yes
17576 | ATC_(7600)_Z3a_AM_Y-12_Sheepskin-Stoughton_RBLD | 7600 | American Transmission Company | 2020-12-31 | No | No | No | No | Yes | Yes | Yes | Yes | Yes | Yes | Yes | Yes | Yes | Yes
18019 | METC-8077-Alma-Vestaburg_Rebuild | 8077 | International Transmission Company | 2020-12-31 | No | No | No | No | Yes | Yes | Yes | Yes | Yes | Yes | Yes | Yes | Yes | Yes
20166 | WPSC-MISO-9903-White Cloud to Rogers Rebuild | 9903 | Wolverine Power Cooperative | 2020-12-31 | No | No | No | No | Yes | Yes | Yes | Yes | Yes | Yes | Yes | Yes | Yes | Yes
20364 | ITCM_9910_FULDA_JCT-HERON_LAKE_69kV_REBUILD | 9910 | ITC Holdings Corp. | 2020-12-31 | No | No | No | No | Yes | Yes | Yes | Yes | Yes | Yes | Yes | Yes | Yes | Yes
20553 | DEI-MTEP_9834-Noblsvl-TiptonW23008Rebld | 9834 | Duke Energy | 2020-12-31 | No | No | No | No | Yes | Yes | Yes | Yes | Yes | Yes | Yes | Yes | Yes | Yes
20553 | DEI-MTEP_9834-Noblsvl-TiptonW23008Rebld | 9834 | Duke Energy | 2020-12-31 | No | No | No | No | Yes | Yes | Yes | Yes | Yes | Yes | Yes | Yes | Yes | Yes
20555 | DEI-MTEP_9888-Midfrk-DeerCrkJ_6988_rebld | 9888 | Duke Energy | 2020-12-31 | No | No | No | No | Yes | Yes | Yes | Yes | Yes | Yes | Yes | Yes | Yes | Yes
21691 | MP-10383-LASTacHBRVolConv | 10383 | Minnesota Power Company | 2020-12-31 | No | No | No | No | Yes | Yes | Yes | Yes | Yes | Yes | Yes | Yes | Yes | Yes
22280 | ITCM_4101_Montgmry-Waseca_Ph2 | 4101 | ITC Holdings Corp. | 2020-12-31 | No | No | No | No | Yes | Yes | Yes | Yes | Yes | Yes | Yes | Yes | Yes | Yes
20398 | ATC_(9968)_Z3b_AM_X-6_POR-HAM-SFF_Rebuild | 9968 | American Transmission Company | 2020-12-31 | No | No | No | No | Yes | Yes | Yes | Yes | Yes | Yes | Yes | Yes | Yes | Yes
20396 | ATC_(9974)_Z3b_AM__X-98_SFF-FSL-NOR_Rebuild | 9974 | American Transmission Company | 2020-12-31 | No | No | No | No | Yes | Yes | Yes | Yes | Yes | Yes | Yes | Yes | Yes | Yes
21897 | ATC_(12178)_Z1_AM_T-72_CYN-BAK-SAR_Rebuild | 12178 | American Transmission Company | 2020-12-31 | No | No | No | No | Yes | Yes | Yes | Yes | Yes | Yes | Yes | Yes | Yes | Yes
22627 | 14063-Buck_Creek_138kv_Switching_Station | 14063 | ITC Holdings Corp. | 2020-12-31 | No | No | No | No | Yes | Yes | Yes | Yes | Yes | Yes | Yes | Yes | Yes | Yes
22787 | WPSC-MISO-12224-Lemon X to Silver Lake Rebuild | 12224 | Wolverine Power Cooperative | 2020-12-31 | No | No | No | No | Yes | Yes | Yes | Yes | Yes | Yes | Yes | Yes | Yes | Yes
22919 | DEI-MTEP_12005-BlmgtnRogersPh3andPh4 | 12005 | Duke Energy | 2020-12-31 | Yes | Yes | Yes | Yes | Yes | Yes | Yes | Yes | Yes | Yes | Yes | Yes | Yes | Yes
22675 | METC-12128-Stover-Van_Tyle_Rebuild | 12128 | International Transmission Company | 2020-12-31 | No | No | No | No | Yes | Yes | Yes | Yes | Yes | Yes | Yes | Yes | Yes | Yes
23411 | BREC-CEHV-DEHV-Upgrade |  | Big Rivers Electric Corporation | 2020-12-31 | No | No | No | No | Yes | Yes | Yes | Yes | Yes | Yes | Yes | Yes | Yes | Yes
23412 | BREC-Coleman-CEHV-1-Upgrade |  | Big Rivers Electric Corporation | 2020-12-31 | No | No | No | No | Yes | Yes | Yes | Yes | Yes | Yes | Yes | Yes | Yes | Yes
23413 | BREC-Coleman-CEHV-2-Upgrade |  | Big Rivers Electric Corporation | 2020-12-31 | No | No | No | No | Yes | Yes | Yes | Yes | Yes | Yes | Yes | Yes | Yes | Yes
23524 | PPI-MISO-MTEP_11976 G.I. | 11976 | Prairie Power Inc | 2020-12-31 | No | No | No | No | Yes | Yes | Yes | Yes | Yes | Yes | Yes | Yes | Yes | Yes
24595 | WPSC-MISO-13581-Oden-Area-Support | 13581 | Wolverine Power Cooperative | 2020-12-31 | No | No | No | No | No | Yes | No | Yes | No | Yes | No | Yes | No | Yes
24660 | ATC_(12177)_Z3_AM_Rebuild_Y-143_WKE-DAN | 12177 | American Transmission Company | 2020-12-31 | No | No | No | No | Yes | Yes | Yes | Yes | Yes | Yes | Yes | Yes | Yes | Yes
24662 | ATC_(13831)_Z1_Bypass_Retired_Big_Pond_Gen_SS | 13831 | American Transmission Company | 2020-12-31 | No | No | No | No | No | Yes | No | Yes | No | Yes | No | Yes | No | Yes
17701 | ATC_(7762)_Z1_AM_Rebuild_Y-180_WAU-WIR_69 | 7762 | American Transmission Company | 2020-12-31 | No | No | No | No | No | Yes | No | Yes | No | Yes | No | Yes | No | Yes
24667 | ATC_(12147)_Z1_AM_Rebuild_Y-19_WIR-HRR_69 | 12147 | American Transmission Company | 2020-12-31 | No | No | No | No | No | Yes | No | Yes | No | Yes | No | Yes | No | Yes
24733 | ITCT-4515-Quaker_Sunset_Rebuild | 4515 | ITC Holdings Corp. | 2020-12-31 | No | No | No | No | No | Yes | No | Yes | No | Yes | No | Yes | No | Yes
24745 | ITCT-13816-Pioneer-Superior_Rebuild | 13816 | ITC Holdings Corp. | 2020-12-31 | No | No | No | No | No | Yes | No | Yes | No | Yes | No | Yes | No | Yes
24746 | ITCT-13817-River_Rouge-Zug_Rebuild | 13817 | ITC Holdings Corp. | 2020-12-31 | No | No | No | No | No | Yes | No | Yes | No | Yes | No | Yes | No | Yes
24752 | ITCT-14070-St_Clair_120_Reactors_Upgrade | 14070 | ITC Holdings Corp. | 2020-12-31 | No | No | No | No | No | Yes | No | Yes | No | Yes | No | Yes | No | Yes
24777 | MP-13504-MISO-LAS-TACHBRLUpgrades | 13504 | Minnesota Power Company | 2020-12-31 | No | No | No | No | No | Yes | No | Yes | No | Yes | No | Yes | No | Yes
24793 | METC-13870-Bauer-Hampton_Sag | 13870 | International Transmission Company | 2020-12-31 | No | No | No | No | No | Yes | No | Yes | No | Yes | No | Yes | No | Yes
24796 | METC-13873-MCV-Tittabawassee_Upgrades | 13873 | International Transmission Company | 2020-12-31 | No | No | No | No | No | Yes | No | Yes | No | Yes | No | Yes | No | Yes
24797 | METC-13878-MCV-Tittabawassee #2_Sag | 13878 | International Transmission Company | 2020-12-31 | No | No | No | No | No | Yes | No | Yes | No | Yes | No | Yes | No | Yes
24802 | METC-14040-Keystone_Xfmr#2 | 14040 | International Transmission Company | 2020-12-31 | No | No | No | No | No | Yes | No | Yes | No | Yes | No | Yes | No | Yes
24803 | METC-14041-Keystone_Upgrade | 14041 | International Transmission Company | 2020-12-31 | No | No | No | No | No | Yes | No | Yes | No | Yes | No | Yes | No | Yes
24804 | METC-14042-Goss_Upgrade | 14042 | International Transmission Company | 2020-12-31 | No | No | No | No | No | Yes | No | Yes | No | Yes | No | Yes | No | Yes
24993 | SIGE-MTEP-Prj14087-ParadiseLoop | 4087 | Vectren | 2020-12-31 | No | No | No | No | No | Yes | No | Yes | No | Yes | No | Yes | No | Yes
24994 | SIGE-MTEP-Prj14088-Y68Culley-Boonville | 14088 | Vectren | 2020-12-31 | No | No | No | No | No | Yes | No | Yes | No | Yes | No | Yes | No | Yes
24995 | SIGE-MTEP-Prj14091-GarvinLoop | 14091 | Vectren | 2020-12-31 | No | No | No | No | No | Yes | No | Yes | No | Yes | No | Yes | No | Yes
24996 | SIGE-MTEP-Prj14096-Y31Leonard-StPhil | 14096 | Vectren | 2020-12-31 | No | No | No | No | No | Yes | No | Yes | No | Yes | No | Yes | No | Yes
25103 | MPC-9657-TRF-caps | 9657 | Minnkota Power Cooperative | 2020-12-31 | No | No | No | No | Yes | Yes | Yes | Yes | Yes | Yes | Yes | Yes | Yes | Yes
25178 | 13993 Dry Creek - Phase I | 13993 | Arkansas Electric Cooperative | 2020-12-31 | No | No | No | No | No | Yes | No | Yes | No | Yes | No | Yes | No | Yes
109123 | MP-13485-MISO-HoytLakes115kV | 13485 | Minnesota Power Company | 2020-12-31 | No | No | No | No | No | Yes | No | Yes | No | Yes | No | Yes | No | Yes
109280 | WPSC-MISO-14644-Lewiston+to+GaylordOCB+Rebuild | 14644 | Wolverine Power Cooperative | 2020-12-31 | No | No | No | No | No | Yes | No | Yes | No | Yes | No | Yes | No | Yes
110362 | DTE-Add-HOOD-Load |  | Detroit Edison Company | 2020-12-31 | Yes | Yes | Yes | Yes | Yes | Yes | Yes | Yes | Yes | Yes | Yes | Yes | Yes | Yes
22990 | ITCM_12168_Hazleton-Mitchell_345kV_Uprate | 12168 | ITC Holdings Corp. | 2020-12-31 | No | No | No | No | No | Yes | No | Yes | No | Yes | No | Yes | No | Yes
21231 | Duff_Rockport_Coleman_345kV_Line_10142_20150824 | 10142 | MISO | 2021-01-01 | No | No | No | No | Yes | Yes | Yes | Yes | Yes | Yes | Yes | Yes | Yes | Yes
22962 | SME_(12213)_2021_OakGrove_Sub | 12213 | South Mississippi Electric Power Association | 2021-01-01 | No | No | No | No | Yes | Yes | Yes | Yes | Yes | Yes | Yes | Yes | Yes | Yes
25195 | 14384-AECC-Brazil Road | 14384 | Arkansas Electric Cooperative Corporation | 2021-01-01 | No | No | No | No | No | Yes | No | Yes | No | Yes | No | Yes | No | Yes
25317 | 10203-MablevaleS-Shaw Phase II | 10203 | Arkansas Electric Cooperative | 2021-01-01 | No | No | No | No | No | Yes | No | Yes | No | Yes | No | Yes | No | Yes
16586 | MH-react-off-20w |  | Manitoba Hydro | 2021-01-15 | No | No | No | No | Yes | Yes | Yes | Yes | Yes | Yes | Yes | Yes | Yes | Yes
19155 | ATC_(8841)_Z4_AM_FIR-BES-CAN_69kV_Rebuild | 8841 | American Transmission Company | 2021-01-31 | No | No | No | No | Yes | Yes | Yes | Yes | Yes | Yes | Yes | Yes | Yes | Yes
23382 | DPC-projects-N4RebuildPNLtoDunnEthan |  | Dairyland Power Cooperative | 2021-02-01 | No | No | No | No | Yes | Yes | Yes | Yes | Yes | Yes | Yes | Yes | Yes | Yes
24197 | DPC-projects-N4RebuildTwinTowntonewSS |  | Dairyland Power Cooperative | 2021-03-05 | No | No | No | No | Yes | Yes | Yes | Yes | Yes | Yes | Yes | Yes | Yes | Yes
23419 | ATC_(12346)_Z3a_T-D_ALTE_Northern_Lts_13898 | 12346 | American Transmission Company | 2021-03-31 | No | No | No | No | Yes | Yes | Yes | Yes | Yes | Yes | Yes | Yes | Yes | Yes
24068 | MP-MISO-16LTapNormalOpen2021 |  | Minnesota Power Company | 2021-04-01 | No | No | No | No | Yes | Yes | Yes | Yes | Yes | Yes | Yes | Yes | Yes | Yes
25053 | EES 13867 NatchezSES - RedGum | 13867 | Entergy | 2021-04-01 | No | No | No | No | No | Yes | No | Yes | No | Yes | No | Yes | No | Yes
7183 | MH-react-on-21s [10-02-19 12:22] |  | Manitoba Hydro | 2021-04-01 | No | No | No | No | Yes | Yes | Yes | Yes | Yes | Yes | Yes | Yes | Yes | Yes
21400 | MH-react-on-21spr |  | Manitoba Hydro | 2021-04-01 | No | No | No | No | Yes | Yes | Yes | Yes | Yes | Yes | Yes | Yes | Yes | Yes
18219 | GRE-7912-Lawndale2-115 | 7912 | Great River Energy | 2021-05-01 | No | No | No | No | Yes | Yes | Yes | Yes | Yes | Yes | Yes | Yes | Yes | Yes
18229 | ITCM_8160_Morgan_Valley-Beverly_345kV | 8160 | ITC Holdings Corp. | 2021-05-01 | No | No | No | No | Yes | Yes | Yes | Yes | Yes | Yes | Yes | Yes | Yes | Yes
20700 | GRE-8920-Elisha_115_34_R1 | 9820 | Great River Energy | 2021-05-01 | No | No | No | No | No | Yes | No | Yes | No | Yes | No | Yes | No | Yes
6498 | GRE-2577-ColumbusTap69-R1 | 2577 | Great River Energy | 2021-05-18 | No | No | No | No | Yes | Yes | Yes | Yes | Yes | Yes | Yes | Yes | Yes | Yes
15524 | SME_L12A Rebuild |  | South Mississippi Electric Power Association | 2021-06-01 | No | No | No | No | Yes | Yes | Yes | Yes | Yes | Yes | Yes | Yes | Yes | Yes
16402 | SME_AddCapBanks_2021 |  | South Mississippi Electric Power Association | 2021-06-01 | No | No | No | No | Yes | Yes | Yes | Yes | Yes | Yes | Yes | Yes | Yes | Yes
17805 | XEL-8079-LINE_0714_REBUILD | 8079 | Xcel Energy | 2021-06-01 | No | No | No | No | Yes | Yes | Yes | Yes | Yes | Yes | Yes | Yes | Yes | Yes
20041 | EES 9709 16-EAI-012 Mabelvale 115 kV reconfig | 9709 | Entergy | 2021-06-01 | No | No | No | No | Yes | Yes | Yes | Yes | Yes | Yes | Yes | Yes | Yes | Yes
20045 | EES 9694 16-EAI-003 Camden Maguire-Smackover | 9694 | Entergy | 2021-06-01 | No | No | No | No | No | Yes | No | Yes | No | Yes | No | Yes | No | Yes
20056 | EES 9683 16-ELN-002 West Monroe Area RIP | 9683 | Entergy | 2021-06-01 | No | No | No | No | Yes | Yes | Yes | Yes | Yes | Yes | Yes | Yes | Yes | Yes
20124 | EES 9793 16-EGL-031 Esso-Delmont 230 kV | 9793 | Entergy | 2021-06-01 | No | No | No | No | No | Yes | No | Yes | No | Yes | No | Yes | No | Yes
20644 | EES 16-ELL Washington Parish 350MW |  | Entergy | 2021-06-01 | No | No | No | No | Yes | Yes | Yes | Yes | Yes | Yes | Yes | Yes | Yes | Yes
20648 | EES 16-ETI Lewis Creek_CCGT |  | Entergy | 2021-06-01 | No | No | No | No | Yes | Yes | Yes | Yes | Yes | Yes | Yes | Yes | Yes | Yes
22725 | EES_12105(17-ELB-010)_Fancy-Horseshoe 2nd ln | 12105 | Entergy | 2021-06-01 | No | No | No | No | No | Yes | No | Yes | No | Yes | No | Yes | No | Yes
22753 | EES 12090 17-ETI-006 Longmire-Ponderosa line | 12090 | Entergy | 2021-06-01 | No | No | No | No | No | Yes | No | Yes | No | Yes | No | Yes | No | Yes
22848 | EES 12029 17-EMI-006 Byhalia sub | 12029 | Entergy | 2021-06-01 | No | No | No | No | Yes | Yes | Yes | Yes | Yes | Yes | Yes | Yes | Yes | Yes
22936 | DEI-MTEP_11957-WabashRiverIndLoad230kvR1 | 11957 | Duke Energy | 2021-06-01 | No | No | No | No | Yes | Yes | Yes | Yes | Yes | Yes | Yes | Yes | Yes | Yes
23223 | DTE-12443-Northville_Interconnect | 12443 | Detroit Edison Company | 2021-06-01 | No | No | Yes | Yes | Yes | Yes | Yes | Yes | Yes | Yes | Yes | Yes | Yes | Yes
22807 | EES 12039 Hot Springs - Happy Valley 500kV | 12039 | Entergy | 2021-06-01 | No | No | No | No | Yes | Yes | Yes | Yes | Yes | Yes | Yes | Yes | Yes | Yes
23395 | EES 12664 Skunk Hollow 161 kV new sub | 12664 | Entergy | 2021-06-01 | No | No | No | No | No | Yes | No | Yes | No | Yes | No | Yes | No | Yes
23437 | EES 12773 17-ELS-012 Chackbay 230 kV Sub | 12773 | Entergy | 2021-06-01 | No | No | No | No | No | Yes | No | Yes | No | Yes | No | Yes | No | Yes
23703 | CLEC_12985_BayouVistaTecheSegura230 | 12985 | Cleco Power | 2021-06-01 | No | No | No | No | Yes | Yes | Yes | Yes | Yes | Yes | Yes | Yes | Yes | Yes
24880 | EES 13631 18-EAI-016 Harrison E-Omaha Rebuild | 13631 | Entergy | 2021-06-01 | No | No | No | No | No | Yes | No | Yes | No | Yes | No | Yes | No | Yes
24884 | EES 13630 18-EAI-024 LR East-Fourche rebuild | 13630 | Entergy | 2021-06-01 | No | No | No | No | No | Yes | No | Yes | No | Yes | No | Yes | No | Yes
24919 | EES 13604 18-EAI-033 SocialHill 115kV POD | 13604 | Entergy | 2021-06-01 | No | No | No | No | No | Yes | No | Yes | No | Yes | No | Yes | No | Yes
24931 | SME_(13885)_2021_L37C Rebuild | 13885 | South Mississippi Electric Power Association | 2021-06-01 | No | No | No | No | No | Yes | No | Yes | No | Yes | No | Yes | No | Yes
24932 | SME_(13886)_2021_L53A Rebuild | 13886 | South Mississippi Electric Power Association | 2021-06-01 | No | No | No | No | No | Yes | No | Yes | No | Yes | No | Yes | No | Yes
24933 | SME_(13887)_2021_L72 Rebuild | 13887 | South Mississippi Electric Power Association | 2021-06-01 | No | No | No | No | No | Yes | No | Yes | No | Yes | No | Yes | No | Yes
25068 | XEL-14046-FALLS-CAPACITOR | 14046 | Xcel Energy | 2021-06-01 | No | No | No | No | No | Yes | No | Yes | No | Yes | No | Yes | No | Yes
109634 | METC-13948-Stronach_Station_Rebuild | 13948 | International Transmission Company | 2021-06-01 | No | No | No | No | No | Yes | No | Yes | No | Yes | No | Yes | No | Yes
109803 | XEL-RED-ROCK-TRANSFORMER-UPGRADE |  | Xcel Energy | 2021-06-01 | No | No | No | No | No | Yes | No | Yes | No | Yes | No | Yes | No | Yes
110097 | EES-14745-18-ETI-018 MCPS Deliverability | 14745 | Entergy | 2021-06-01 | No | No | No | No | Yes | Yes | Yes | Yes | Yes | Yes | Yes | Yes | Yes | Yes
22807 | EES 12039 Hot Springs - Happy Valley 500kV | 12039 | Entergy | 2021-06-02 | No | No | No | No | Yes | Yes | Yes | Yes | Yes | Yes | Yes | Yes | Yes | Yes
24700 | ATC_(13104)_Z5__T-D_WEC_Juneautown | 13104 | American Transmission Company | 2021-06-15 | No | No | No | No | No | Yes | No | Yes | No | Yes | No | Yes | No | Yes
22269 | IPL-4267-StoutCT-StoutN_Upgrade [16-07-15 11:16] | 4267 | Indianapolis Power and Light | 2021-06-30 | No | No | No | No | Yes | Yes | Yes | Yes | Yes | Yes | Yes | Yes | Yes | Yes
9772 | MEC-MISO-MTEP-3710-norwalk161txfr13kV | 3710 | MidAmerican Energy | 2021-07-01 | No | No | No | No | Yes | Yes | Yes | Yes | Yes | Yes | Yes | Yes | Yes | Yes
7558 | NIPS-DuneACres-XFR-Operating-Guide |  | Northern Indiana Public Service | 2021-07-15 | No | No | No | No | Yes | Yes | Yes | Yes | Yes | Yes | Yes | Yes | Yes | Yes
7558 | NIPS-DuneACres-XFR-Operating-Guide |  | Northern Indiana Public Service | 2021-07-15 | No | No | No | No | Yes | Yes | Yes | Yes | Yes | Yes | Yes | Yes | Yes | Yes
17303 | MH-Keeyask-Plant-Addition(Rev2) |  | Manitoba Hydro | 2021-08-31 | No | No | No | No | Yes | Yes | Yes | Yes | Yes | Yes | Yes | Yes | Yes | Yes
24069 | MP-MISO-16LTapClosed2021 |  | Minnesota Power Company | 2021-10-01 | No | No | No | No | Yes | Yes | Yes | Yes | Yes | Yes | Yes | Yes | Yes | Yes
24770 | AM_TPSIRP006-11933_Praire State 230 to 345 | 11933 | Ameren | 2021-10-01 | No | No | No | No | No | Yes | No | Yes | No | Yes | No | Yes | No | Yes
25428 | DPC-projects-N30-Rebuild |  | Dairyland Power Cooperative | 2021-10-01 | No | No | No | No | Yes | Yes | Yes | Yes | Yes | Yes | Yes | Yes | Yes | Yes
19691 | MH-SW_WPG |  | Manitoba Hydro | 2021-10-01 | Yes | Yes | Yes | Yes | Yes | Yes | Yes | Yes | Yes | Yes | Yes | Yes | Yes | Yes
24775 | AM_TPSIRP005-11929 N Coult 230-345 conv | 11929 | Ameren | 2021-10-02 | No | No | No | No | No | Yes | No | Yes | No | Yes | No | Yes | No | Yes
24771 | AM-TPSIRP004-11928-Commodore 230-345kV conversion | 11928 | Ameren | 2021-10-03 | No | No | No | No | No | Yes | No | Yes | No | Yes | No | Yes | No | Yes
17303 | MH-Keeyask-Plant-Addition(Rev2) |  | Manitoba Hydro | 2021-10-31 | No | No | No | No | Yes | Yes | Yes | Yes | Yes | Yes | Yes | Yes | Yes | Yes
19691 | MH-SW_WPG |  | Manitoba Hydro | 2021-10-31 | Yes | Yes | Yes | Yes | Yes | Yes | Yes | Yes | Yes | Yes | Yes | Yes | Yes | Yes
20200 | AMIL-TP858-9727-Wakefield | 9727 | Ameren | 2021-11-02 | No | No | No | No | Yes | Yes | Yes | Yes | Yes | Yes | Yes | Yes | Yes | Yes
24873 | EES 13629 18-EAI-010 Bee Branch-Clinton Ind. | 13629 | Entergy | 2021-11-30 | No | No | No | No | No | Yes | No | Yes | No | Yes | No | Yes | No | Yes
18838 | XEL-4314-ASHLAND-IRONWOOD-REBUILD_R2 | 4314 | Xcel Energy | 2021-12-01 | No | No | No | No | Yes | Yes | Yes | Yes | Yes | Yes | Yes | Yes | Yes | Yes
22846 | EES 12025 17-EMI-004 Scott-Pelahatchie | 12025 | Entergy | 2021-12-01 | No | No | No | No | Yes | Yes | Yes | Yes | Yes | Yes | Yes | Yes | Yes | Yes
24536 | AM_TP976-13545_Otto Breaker Station | 13545 | Ameren | 2021-12-01 | No | No | No | No | No | Yes | No | Yes | No | Yes | No | Yes | No | Yes
24563 | AM-TP1002-13564-dockett Substation | 13564 | Ameren | 2021-12-01 | No | No | No | No | No | Yes | No | Yes | No | Yes | No | Yes | No | Yes
22735 | EES 12112 17-ELF-006 North ALP Cankton | 12112 | Entergy | 2021-12-01 | No | No | No | No | Yes | Yes | Yes | Yes | Yes | Yes | Yes | Yes | Yes | Yes
109278 | AM-TP996-13706-MT Vernon 42 ring | 13706 | Ameren | 2021-12-01 | No | No | No | No | No | Yes | No | Yes | No | Yes | No | Yes | No | Yes
23172 | AM-TP748-4480-Corbin Substation | 4480 | Ameren | 2021-12-21 | No | No | No | No | No | Yes | No | Yes | No | Yes | No | Yes | No | Yes
9708 | ITCM_3644_Lucas-Knoxville_69kV | 3644 | ITC Holdings Corp. | 2021-12-31 | No | No | No | No | Yes | Yes | Yes | Yes | Yes | Yes | Yes | Yes | Yes | Yes
12152 | ITCM_4099_ALeaWst-SBrdway_69kV | 4099 | ITC Holdings Corp. | 2021-12-31 | No | No | No | No | Yes | Yes | Yes | Yes | Yes | Yes | Yes | Yes | Yes | Yes
17703 | ATC_(7764)_Z1_AM_Rebuild_Y-49_WAU-CHC_69 | 7764 | American Transmission Company | 2021-12-31 | No | No | No | No | No | Yes | No | Yes | No | Yes | No | Yes | No | Yes
17965 | ITCT-8087-Stratford_Cap | 8087 | ITC Holdings Corp. | 2021-12-31 | No | No | No | No | Yes | Yes | Yes | Yes | Yes | Yes | Yes | Yes | Yes | Yes
12171 | ITCM_4102_COLUMBUS_JCT-NEWPORT_69kV_REBUILD | 4102 | ITC Holdings Corp. | 2021-12-31 | No | No | No | No | Yes | Yes | Yes | Yes | Yes | Yes | Yes | Yes | Yes | Yes
20901 | ATC_(10486)_Z1_AM_Rebuild_Y-18_CHC-LPS_69 | 10486 | American Transmission Company | 2021-12-31 | No | No | No | No | No | Yes | No | Yes | No | Yes | No | Yes | No | Yes
21013 | ATC_(9986)_Z5_POW-SAU_138_Rbld_Reconfig | 9986 | American Transmission Company | 2021-12-31 | No | No | No | No | Yes | Yes | Yes | Yes | Yes | Yes | Yes | Yes | Yes | Yes
22618 | ATC_(12185)_Z4_AM_SPT_MCR_WOS_NEV_BDM_Rebuild | 12185 | American Transmission Company | 2021-12-31 | No | No | No | No | Yes | Yes | Yes | Yes | Yes | Yes | Yes | Yes | Yes | Yes
24576 | WPSC-MISO-13577-Atlanta+to+Hillman+Rebuild | 13577 | Wolverine Power Cooperative | 2021-12-31 | No | No | No | No | No | Yes | No | Yes | No | Yes | No | Yes | No | Yes
24579 | WPSC-MISO-13578-Otsego-GunLakeX-Rebuild | 13578 | Wolverine Power Cooperative | 2021-12-31 | No | No | No | No | No | Yes | No | Yes | No | Yes | No | Yes | No | Yes
24595 | WPSC-MISO-13581-Oden-Area-Support | 13581 | Wolverine Power Cooperative | 2021-12-31 | No | No | No | No | No | Yes | No | Yes | No | Yes | No | Yes | No | Yes
24664 | ATC_(13732)_Z5_AM_Rebuild_8962_PAR-ARLT-BUN_138 | 13732 | American Transmission Company | 2021-12-31 | No | No | No | No | No | Yes | No | Yes | No | Yes | No | Yes | No | Yes
24785 | METC-3135-Airport-Long_Rapids2 | 3135 | International Transmission Company | 2021-12-31 | No | No | No | No | No | Yes | No | Yes | No | Yes | No | Yes | No | Yes
24794 | METC-13871-Alpena-Rockport_Sag_Remediation | 13871 | International Transmission Company | 2021-12-31 | No | No | No | No | No | Yes | No | Yes | No | Yes | No | Yes | No | Yes
24795 | METC-13872-Riggsville-Vanderbilt_Rebuild | 13872 | International Transmission Company | 2021-12-31 | No | No | No | No | No | Yes | No | Yes | No | Yes | No | Yes | No | Yes
24810 | PPI-MTEP-13952- New Meppen 138-69 kV Sub | 13952 | Prairie Power Inc | 2021-12-31 | No | No | No | No | Yes | Yes | Yes | Yes | Yes | Yes | Yes | Yes | Yes | Yes
24812 | PPI-MTEP-13960- New Rattlesnake Distribution Sub | 13960 | Prairie Power Inc | 2021-12-31 | No | No | No | No | Yes | Yes | Yes | Yes | Yes | Yes | Yes | Yes | Yes | Yes
25179 | 13993 Dry Creek - Phase II | 13993 | Arkansas Electric Cooperative | 2021-12-31 | No | No | No | No | No | Yes | No | Yes | No | Yes | No | Yes | No | Yes
25242 | METC-14344-Airport-HillmanTap_Sag_Remediation | 14344 | International Transmission Company | 2021-12-31 | No | No | No | No | No | Yes | No | Yes | No | Yes | No | Yes | No | Yes
24798 | METC-13934-Pere Marquette_Expansion | 13934 | International Transmission Company | 2021-12-31 | No | No | No | No | No | Yes | No | Yes | No | Yes | No | Yes | No | Yes
24786 | METC-3921-Tyler | 3921 | International Transmission Company | 2021-12-31 | No | No | No | No | No | Yes | No | Yes | No | Yes | No | Yes | No | Yes
110112 | XEL-CARVER-COUNTY-ARLINGTON-RATINGS-CORRECTION |  | Xcel Energy | 2021-12-31 | No | No | No | No | Yes | Yes | Yes | Yes | Yes | Yes | Yes | Yes | Yes | Yes
17303 | MH-Keeyask-Plant-Addition(Rev2) |  | Manitoba Hydro | 2021-12-31 | No | No | No | No | Yes | Yes | Yes | Yes | Yes | Yes | Yes | Yes | Yes | Yes
110362 | DTE-Add-HOOD-Load |  | Detroit Edison Company | 2021-12-31 | Yes | Yes | Yes | Yes | Yes | Yes | Yes | Yes | Yes | Yes | Yes | Yes | Yes | Yes
23099 | ITCM_12403_Wyoming-Dixon_Conv | 12403 | ITC Holdings Corp. | 2021-12-31 | No | No | No | No | Yes | Yes | Yes | Yes | Yes | Yes | Yes | Yes | Yes | Yes
25019 | ITCM_13888_Walters_161-69kV_Substation | 13888 | ITC Holdings Corp. | 2021-12-31 | No | No | No | No | No | Yes | No | Yes | No | Yes | No | Yes | No | Yes
22482 | 11883_Huntley_Wilmarth_345kV | 11883 | MISO | 2022-01-01 | No | No | No | No | Yes | Yes | Yes | Yes | Yes | Yes | Yes | Yes | Yes | Yes
22507 | LBWL-18STANLEY |  | Lansing Board of Water & Light | 2022-01-01 | No | No | No | No | Yes | Yes | Yes | Yes | Yes | Yes | Yes | Yes | Yes | Yes
23174 | EES-12017-Southeast Louisiana Project | 12017 | Entergy | 2022-01-01 | No | No | Yes | Yes | Yes | Yes | Yes | Yes | Yes | Yes | Yes | Yes | Yes | Yes
24665 | ATC_(13832)_Z4_Riverside_ALTE_BusRerate | 13832 | American Transmission Company | 2022-01-01 | No | No | No | No | No | Yes | No | Yes | No | Yes | No | Yes | No | Yes
7558 | NIPS-DuneACres-XFR-Operating-Guide |  | Northern Indiana Public Service | 2022-01-15 | No | No | No | No | Yes | Yes | Yes | Yes | Yes | Yes | Yes | Yes | Yes | Yes
7179 | MH-react-off-21w [16-03-23 09:22] |  | Manitoba Hydro | 2022-01-15 | No | No | No | No | Yes | Yes | Yes | Yes | Yes | Yes | Yes | Yes | Yes | Yes
21801 | MH-react-off-21w |  | Manitoba Hydro | 2022-01-15 | No | No | No | No | Yes | Yes | Yes | Yes | Yes | Yes | Yes | Yes | Yes | Yes
25431 | DPC-projects-CastleRockTap-Rebuild |  | Dairyland Power Cooperative | 2022-01-28 | No | No | No | No | Yes | Yes | Yes | Yes | Yes | Yes | Yes | Yes | Yes | Yes
20066 | EES 10624 16-EGL-043 Big Lake 230 kV | 10624 | Entergy | 2022-02-28 | No | No | No | No | Yes | Yes | Yes | Yes | Yes | Yes | Yes | Yes | Yes | Yes
17303 | MH-Keeyask-Plant-Addition(Rev2) |  | Manitoba Hydro | 2022-02-28 | No | No | No | No | Yes | Yes | Yes | Yes | Yes | Yes | Yes | Yes | Yes | Yes
24070 | MP-MISO-16LTapNormalOpen2022 |  | Minnesota Power Company | 2022-04-01 | No | No | No | No | Yes | Yes | Yes | Yes | Yes | Yes | Yes | Yes | Yes | Yes
8557 | MH-react-on-22s |  | Manitoba Hydro | 2022-04-01 | No | No | No | No | Yes | Yes | Yes | Yes | Yes | Yes | Yes | Yes | Yes | Yes
17303 | MH-Keeyask-Plant-Addition(Rev2) |  | Manitoba Hydro | 2022-04-30 | No | No | No | No | Yes | Yes | Yes | Yes | Yes | Yes | Yes | Yes | Yes | Yes
23400 | EES 12670 Hall 115 kV new sub | 12670 | Entergy | 2022-05-01 | No | No | No | No | No | Yes | No | Yes | No | Yes | No | Yes | No | Yes
4505 | ATC_(TtoD)_Z3_Schofield |  | American Transmission Company | 2022-06-01 | No | No | No | No | Yes | Yes | Yes | Yes | Yes | Yes | Yes | Yes | Yes | Yes
18146 | EES 7958 15-ETI-009 Linscomb Sub | 7958 | Entergy | 2022-06-01 | No | No | No | No | Yes | Yes | Yes | Yes | Yes | Yes | Yes | Yes | Yes | Yes
20902 | ATC_(10485)_Z4_T-D_WPS_BayRidge_G-85 | 10485 | American Transmission Company | 2022-06-01 | No | No | No | No | Yes | Yes | Yes | Yes | Yes | Yes | Yes | Yes | Yes | Yes
20370 | ATC_(9944)_Z4_AM_Erdman_T31_100MVA-Tr | 9944 | American Transmission Company | 2022-06-01 | No | No | No | No | Yes | Yes | Yes | Yes | Yes | Yes | Yes | Yes | Yes | Yes
22732 | EES_12101(17-ELF-001)_East ALP LP-Cecelia | 12101 | Entergy | 2022-06-01 | No | No | No | No | No | Yes | No | Yes | No | Yes | No | Yes | No | Yes
23223 | DTE-12443-Northville_Interconnect | 12443 | Detroit Edison Company | 2022-06-01 | No | No | Yes | Yes | Yes | Yes | Yes | Yes | Yes | Yes | Yes | Yes | Yes | Yes
24871 | EES 13636 18-EAI-005 Paragould | 13636 | Entergy | 2022-06-01 | No | No | No | No | No | Yes | No | Yes | No | Yes | No | Yes | No | Yes
24934 | SME_(13896)_2022_L33B Rebuild | 13896 | South Mississippi Electric Power Association | 2022-06-01 | No | No | No | No | No | Yes | No | Yes | No | Yes | No | Yes | No | Yes
24936 | SME_(13897)_2022_L33D Rebuild | 13897 | South Mississippi Electric Power Association | 2022-06-01 | No | No | No | No | No | Yes | No | Yes | No | Yes | No | Yes | No | Yes
24937 | SME_(13898)_2022_L53B Rebuild | 13898 | South Mississippi Electric Power Association | 2022-06-01 | No | No | No | No | No | Yes | No | Yes | No | Yes | No | Yes | No | Yes
25061 | AM-TP890-9828-Joachim-St Francois | 9828 | Ameren | 2022-06-01 | No | No | No | No | No | Yes | No | Yes | No | Yes | No | Yes | No | Yes
25210 | EES 12017 16-ELL-011 Waterford-Churchill line | 12017 | Entergy | 2022-06-01 | No | No | No | No | Yes | Yes | Yes | Yes | Yes | Yes | Yes | Yes | Yes | Yes
25319 | 14445-AECC-Mountain Springs-Ward | 14445 | Arkansas Electric Cooperative Corporation | 2022-06-01 | No | No | No | No | No | Yes | No | Yes | No | Yes | No | Yes | No | Yes
24625 | AM-TP13103033-Beehive substation |  | Ameren | 2022-06-01 | No | No | No | No | No | Yes | No | Yes | No | Yes | No | Yes | No | Yes
25364 | AM-TP928-11966-Gateway Substation | 11966 | Ameren | 2022-06-01 | No | No | No | No | No | Yes | No | Yes | No | Yes | No | Yes | No | Yes
109292 | AM-Meramec retirement |  | Ameren | 2022-06-01 | No | No | No | No | Yes | Yes | Yes | Yes | Yes | Yes | Yes | Yes | Yes | Yes
17303 | MH-Keeyask-Plant-Addition(Rev2) |  | Manitoba Hydro | 2022-06-30 | No | No | No | No | Yes | Yes | Yes | Yes | Yes | Yes | Yes | Yes | Yes | Yes
17303 | MH-Keeyask-Plant-Addition(Rev2) |  | Manitoba Hydro | 2022-08-31 | No | No | No | No | Yes | Yes | Yes | Yes | Yes | Yes | Yes | Yes | Yes | Yes
24071 | MP-MISO-16LTapClosed2022 |  | Minnesota Power Company | 2022-10-01 | No | No | No | No | Yes | Yes | Yes | Yes | Yes | Yes | Yes | Yes | Yes | Yes
24169 | DTE-13144-Zephyr_Station [17-05-15 16:22] | 13144 | Detroit Edison Company | 2022-10-01 | Yes | Yes | Yes | Yes | Yes | Yes | Yes | Yes | Yes | Yes | Yes | Yes | Yes | Yes
22726 | EES 12076 17-ELC-002 Mud Lake-Big Lake 230 New ln | 12076 | Entergy | 2022-12-01 | No | No | No | No | Yes | Yes | Yes | Yes | Yes | Yes | Yes | Yes | Yes | Yes
24564 | AM_TP1003-13585-Gillett substation | 13585 | Ameren | 2022-12-01 | No | No | No | No | No | Yes | No | Yes | No | Yes | No | Yes | No | Yes
24596 | AMMO-MISO-project-TP596WallenCreek r1 |  | Ameren | 2022-12-01 | No | No | No | No | Yes | Yes | Yes | Yes | Yes | Yes | Yes | Yes | Yes | Yes
24874 | EES 13628 18-EAI-011 Clinton Ind-Clinton W | 13628 | Entergy | 2022-12-01 | No | No | No | No | No | Yes | No | Yes | No | Yes | No | Yes | No | Yes
6506 | ITCM_3048_Jefferson_Co-Perlee_69kV_Rebuild | 3048 | ITC Holdings Corp. | 2022-12-31 | No | No | No | No | Yes | Yes | Yes | Yes | Yes | Yes | Yes | Yes | Yes | Yes
9707 | ITCM_3643_Osceola-Woodburn_69kV | 3643 | ITC Holdings Corp. | 2022-12-31 | No | No | No | No | Yes | Yes | Yes | Yes | Yes | Yes | Yes | Yes | Yes | Yes
12174 | ITCM_4105_Decorah-Waukon_69kV | 4105 | ITC Holdings Corp. | 2022-12-31 | No | No | No | No | Yes | Yes | Yes | Yes | Yes | Yes | Yes | Yes | Yes | Yes
12176 | ITCM_4108_Ellndale-W_Owtna_69kV | 4108 | ITC Holdings Corp. | 2022-12-31 | No | No | No | No | Yes | Yes | Yes | Yes | Yes | Yes | Yes | Yes | Yes | Yes
19605 | WPSC-MISO-3335-BURNIPS REBUILD | 3335 | Wolverine Power Cooperative | 2022-12-31 | No | No | No | No | Yes | Yes | Yes | Yes | Yes | Yes | Yes | Yes | Yes | Yes
20335 | ITCM_9668_CR-North_Liberty-Hills_Phase_2 | 9668 | ITC Holdings Corp. | 2022-12-31 | No | No | No | No | Yes | Yes | Yes | Yes | Yes | Yes | Yes | Yes | Yes | Yes
22386 | PPI-9654-TURRIS W-ATHENS 138 KV | 9654 | Prairie Power Inc | 2022-12-31 | No | No | No | No | No | Yes | No | Yes | No | Yes | No | Yes | No | Yes
22386 | PPI-9654-TURRIS W-ATHENS 138 KV | 9654 | Prairie Power Inc | 2022-12-31 | No | No | No | No | No | Yes | No | Yes | No | Yes | No | Yes | No | Yes
22622 | ATC_(12137)_Z4_AM_Z-26_OAS-NIP-HIV_Rebuild | 12137 | American Transmission Company | 2022-12-31 | No | No | No | No | No | Yes | No | Yes | No | Yes | No | Yes | No | Yes
22623 | ATC_(12140)_Z4_AM_U-47_FIR-HIV_Rebuild | 12140 | American Transmission Company | 2022-12-31 | No | No | No | No | No | Yes | No | Yes | No | Yes | No | Yes | No | Yes
22626 | ATC_(12141)_Z4_AM_L-64_FIR-HEST-DAA_Rebuild | 12141 | American Transmission Company | 2022-12-31 | No | No | No | No | No | Yes | No | Yes | No | Yes | No | Yes | No | Yes
24661 | ATC_(13743)_Z5_AM_Rebuild_9752_AUN-BRT_138 | 13743 | American Transmission Company | 2022-12-31 | No | No | No | No | No | Yes | No | Yes | No | Yes | No | Yes | No | Yes
24663 | ATC_(13735)_Z5_AM_Rebuild_8032_STLR-GLAC-BRT_138 | 13735 | American Transmission Company | 2022-12-31 | No | No | No | No | No | Yes | No | Yes | No | Yes | No | Yes | No | Yes
24708 | ITCM_8106_Heron_Lake_161kV_Cap [17-09-19 10:46] | 8106 | ITC Holdings Corp. | 2022-12-31 | No | No | No | No | Yes | Yes | Yes | Yes | Yes | Yes | Yes | Yes | Yes | Yes
109646 | METC-9959-Hagensville | 9959 | International Transmission Company | 2022-12-31 | No | No | No | No | Yes | Yes | Yes | Yes | Yes | Yes | Yes | Yes | Yes | Yes
109649 | METC-9959-Hammond_Bay | 9959 | International Transmission Company | 2022-12-31 | No | No | No | No | Yes | Yes | Yes | Yes | Yes | Yes | Yes | Yes | Yes | Yes
110362 | DTE-Add-HOOD-Load |  | Detroit Edison Company | 2022-12-31 | Yes | Yes | Yes | Yes | Yes | Yes | Yes | Yes | Yes | Yes | Yes | Yes | Yes | Yes
8554 | MH-react-off-22w |  | Manitoba Hydro | 2023-01-15 | No | No | No | No | Yes | Yes | Yes | Yes | Yes | Yes | Yes | Yes | Yes | Yes
24072 | MP-MISO-16LTapNormalOpen2023 |  | Minnesota Power Company | 2023-04-01 | No | No | No | No | Yes | Yes | Yes | Yes | Yes | Yes | Yes | Yes | Yes | Yes
10363 | MH-react-on-23s |  | Manitoba Hydro | 2023-04-01 | No | No | No | No | Yes | Yes | Yes | Yes | Yes | Yes | Yes | Yes | Yes | Yes
22259 | METC-2486-HAKWDJ [16-07-12 15:23] | 2486 | International Transmission Company | 2023-05-31 | No | No | No | No | No | No | Yes | Yes | Yes | Yes | Yes | Yes | Yes | Yes
22508 | LBWL-18WISE-18CENTRAL LINE |  | Lansing Board of Water & Light | 2023-05-31 | No | No | No | No | No | No | Yes | Yes | Yes | Yes | Yes | Yes | Yes | Yes
11057 | DEM-MISO-2143-FrancesCreekBk2R1 | 2143 | Duke Energy | 2023-06-01 | No | No | No | No | No | No | Yes | Yes | Yes | Yes | Yes | Yes | Yes | Yes
23394 | EES 12663 Palestine 161 kV new sub | 12663 | Entergy | 2023-06-01 | No | No | No | No | No | No | No | Yes | No | Yes | No | Yes | No | Yes
23430 | EES 12764 17-ETI-016 Tuscany 138kV Sub | 12764 | Entergy | 2023-06-01 | No | No | No | No | No | No | Yes | Yes | Yes | Yes | Yes | Yes | Yes | Yes
24541 | MPW-13223-ADD-ISETT-CAP [17-08-24 18:10] | 13223 | Muscatine Power and Water | 2023-06-01 | Yes | Yes | Yes | Yes | Yes | Yes | Yes | Yes | Yes | Yes | Yes | Yes | Yes | Yes
24870 | EES 13627 18-EAI-004 El Dorado 115 kV RIP | 13627 | Entergy | 2023-06-01 | No | No | No | No | No | No | No | Yes | No | Yes | No | Yes | No | Yes
24875 | EES 13626 18-EAI-012 Hilltop-St Joe rebuild | 13626 | Entergy | 2023-06-01 | No | No | No | No | No | No | No | Yes | No | Yes | No | Yes | No | Yes
24960 | EES 13908 18-EMI-013 Snowden Park 115 kV | 13908 | Entergy | 2023-06-01 | No | No | No | No | No | No | No | Yes | No | Yes | No | Yes | No | Yes
24966 | EES 13992 18-EMI-015 Pinetree 115 kV sub | 13992 | Entergy | 2023-06-01 | No | No | No | No | No | No | No | Yes | No | Yes | No | Yes | No | Yes
25017 | EES 12769 17-ELC-009 Goosport 138 kV | 12769 | Entergy | 2023-06-01 | No | No | No | No | No | No | No | Yes | No | Yes | No | Yes | No | Yes
25073 | MISO 13864 Hartburg - Sabine 500kV MEP | 13864 | MISO | 2023-06-01 | No | No | No | No | No | No | Yes | Yes | Yes | Yes | Yes | Yes | Yes | Yes
10583 | CONS-2486-Haakwood | 2486 | Consumers Energy | 2023-06-01 | No | No | No | No | No | No | Yes | Yes | Yes | Yes | Yes | Yes | Yes | Yes
25430 | DPC-projects-BLC-LNC-Rebuild |  | Dairyland Power Cooperative | 2023-08-25 | No | No | No | No | No | No | No | No | No | No | Yes | Yes | Yes | Yes
10347 | MH-Ashern-add-bk3 [12-02-12 12:14] |  | Manitoba Hydro | 2023-09-28 | No | No | No | No | No | No | No | No | No | No | Yes | Yes | Yes | Yes
24073 | MP-MISO-16LTapClosed2023 |  | Minnesota Power Company | 2023-10-01 | No | No | No | No | No | No | No | No | No | No | Yes | Yes | Yes | Yes
24772 | AM-TPSIRP003-11927-St Johns 230-345kV conversion | 11927 | Ameren | 2023-10-01 | No | No | No | No | No | No | No | No | No | No | No | Yes | No | Yes
24773 | AM-TPSIRP002-11926-W Frankfort 230-345kV Conv | 11926 | Ameren | 2023-10-02 | No | No | No | No | No | No | No | No | No | No | No | Yes | No | Yes
24774 | AM-TPSIRP001-11925-Massac 230-345kV conv | 11925 | Ameren | 2023-10-03 | No | No | No | No | No | No | No | No | No | No | No | Yes | No | Yes
25429 | DPC-projects-BLC-GaysMills-Rebuild |  | Dairyland Power Cooperative | 2023-11-17 | No | No | No | No | No | No | No | No | No | No | Yes | Yes | Yes | Yes
9643 | ITCM_3630_Adams-Stewartville_Jct_69kV | 3630 | ITC Holdings Corp. | 2023-12-31 | No | No | No | No | No | No | No | No | No | No | Yes | Yes | Yes | Yes
7694 | ATC_(3127)_Z3_SB_EEN_345-138kV | 3127 | American Transmission Company | 2023-12-31 | No | No | No | No | No | No | No | No | No | No | Yes | Yes | Yes | Yes
17842 | ATC_(3127)_Z3_SB_EEN-CDL_345kV | 3127 | American Transmission Company | 2023-12-31 | No | No | No | No | No | No | No | No | No | No | Yes | Yes | Yes | Yes
18247 | ITCM_3127_MVP5_HCK-EDEN_345-kV | 3127 | ITC Holdings Corp. | 2023-12-31 | No | No | No | No | No | No | No | No | No | No | Yes | Yes | Yes | Yes
23138 | SIGE-MISO-Prj_1784-Jasper-Victory | 1784 | Vectren | 2023-12-31 | No | No | No | No | No | No | No | No | No | No | Yes | Yes | Yes | Yes
25058 | WPSC-MISO-13574-138kV+V-Convert+HYAREA | 13574 | Wolverine Power Cooperative | 2023-12-31 | Yes | Yes | Yes | Yes | Yes | Yes | Yes | Yes | Yes | Yes | Yes | Yes | Yes | Yes
10359 | MH-react-off-23w |  | Manitoba Hydro | 2024-01-15 | No | No | No | No | No | No | No | No | No | No | Yes | Yes | Yes | Yes
24074 | MP-MISO-16LTapNormalOpen2024 |  | Minnesota Power Company | 2024-04-01 | No | No | No | No | No | No | No | No | No | No | No | No | Yes | Yes
13344 | MH-react-on-24spr |  | Manitoba Hydro | 2024-04-01 | No | No | No | No | No | No | No | No | No | No | No | No | Yes | Yes
22509 | LBWL-18RUNDLE SUBSTATION |  | Lansing Board of Water & Light | 2024-05-31 | No | No | No | No | No | No | No | No | No | No | No | No | Yes | Yes
23223 | DTE-12443-Northville_Interconnect | 12443 | Detroit Edison Company | 2024-06-01 | No | No | Yes | Yes | Yes | Yes | Yes | Yes | Yes | Yes | Yes | Yes | Yes | Yes
23223 | DTE-12443-Northville_Interconnect | 12443 | Detroit Edison Company | 2024-06-01 | No | No | Yes | Yes | Yes | Yes | Yes | Yes | Yes | Yes | Yes | Yes | Yes | Yes
24075 | MP-MISO-16LTapClosed2024 |  | Minnesota Power Company | 2024-10-01 | No | No | No | No | No | No | No | No | No | No | No | No | Yes | Yes
14604 | OTP_4232_TRF_Winger_230 [13-03-28 16:38] | 4232 | Otter Tail Power Company | 2024-11-15 | No | No | No | No | No | No | No | No | No | No | No | No | No | Yes
24877 | EES 13625 18-EAI-013 St Joe-Everton Rd rebuild | 13625 | Entergy | 2024-12-01 | No | No | No | No | No | No | No | No | No | No | No | No | No | Yes
24719 | WPSC-MISO-14001-Blendon+Area+Upgrade | 14001 | Wolverine Power Cooperative | 2024-12-31 | No | No | No | Yes | No | Yes | No | Yes | No | Yes | No | Yes | No | Yes
23507 | PPI-WILLIAMS SUBSTATION |  | Prairie Power Inc | 2025-01-01 | No | No | No | No | No | No | No | No | No | No | No | No | Yes | Yes
13339 | MH-react-off-24w |  | Manitoba Hydro | 2025-01-15 | No | No | No | No | No | No | No | No | No | No | No | No | Yes | Yes
24076 | MP-MISO-16LTapNormalOpen2025 |  | Minnesota Power Company | 2025-04-01 | No | No | No | No | No | No | No | No | No | No | No | No | Yes | Yes
16584 | MH-react-on-25spr |  | Manitoba Hydro | 2025-04-01 | No | No | No | No | No | No | No | No | No | No | No | No | Yes | Yes
10346 | MH-2nd-dorsey-portS-line |  | Manitoba Hydro | 2025-04-30 | No | No | No | No | No | No | No | No | No | No | No | No | Yes | Yes
22510 | LBWL-18GM-LGR SUBSTATION [16-09-07 15:40] |  | Lansing Board of Water & Light | 2025-05-31 | No | No | No | No | No | No | No | No | No | No | No | No | Yes | Yes
18012 | DEI-MTEP_7903-MrtnsvlSE-HEPark6903Line | 7903 | Duke Energy | 2025-06-01 | No | No | No | No | No | No | No | No | No | No | No | No | Yes | Yes
20368 | ATC_(9958)_Z4_AM_East_Krok_T1_60MVA-Tr | 9958 | American Transmission Company | 2025-06-01 | No | No | No | No | No | No | No | No | No | No | No | No | Yes | Yes
21834 | AMIL-10883-TP907-Ina-WaltonTP | 10883 | Ameren | 2025-06-01 | No | No | No | No | No | No | No | No | No | No | No | No | Yes | Yes
23223 | DTE-12443-Northville_Interconnect | 12443 | Detroit Edison Company | 2025-06-01 | No | No | Yes | Yes | Yes | Yes | Yes | Yes | Yes | Yes | Yes | Yes | Yes | Yes
24077 | MP-MISO-16LTapClosed2025 |  | Minnesota Power Company | 2025-10-01 | No | No | No | No | No | No | No | No | No | No | No | No | Yes | Yes
24878 | EES 13624 18-EAI-014 Evertn Rd-Harrison E rebuild | 13624 | Entergy | 2025-12-01 | No | No | No | No | No | No | No | No | No | No | No | No | No | Yes
18254 | ITCM_8150_BELLE_PLAINE_CONV | 8150 | ITC Holdings Corp. | 2025-12-03 | No | No | No | No | No | No | No | No | No | No | No | No | Yes | Yes
18259 | ITCM_8155_MTOWN_TOLEDO_TAMA_CONV | 8155 | ITC Holdings Corp. | 2025-12-06 | No | No | No | No | No | No | No | No | No | No | No | No | Yes | Yes
18255 | ITCM_8151_BELLE_PLAINE_VINTON_TRAER_CONV | 8151 | ITC Holdings Corp. | 2025-12-09 | No | No | No | No | No | No | No | No | No | No | No | No | Yes | Yes
15861 | ITCM_4462_Keswick-Victor_69_Conv | 4462 | ITC Holdings Corp. | 2025-12-12 | No | No | No | No | No | No | No | No | No | No | No | No | Yes | Yes
18257 | ITCM_8153_PARNELL_TO_KESWICK_CONVERSION | 8153 | ITC Holdings Corp. | 2025-12-15 | No | No | No | No | No | No | No | No | No | No | No | No | Yes | Yes
18256 | ITCM_8152_PARNELL_TO_CONROY_CONV | 8152 | ITC Holdings Corp. | 2025-12-18 | No | No | No | No | No | No | No | No | No | No | No | No | Yes | Yes
23240 | ITCM_8154_FAIRFAX_TO_MARENGO_CONV [16-11-11 12:22] | 8154 | ITC Holdings Corp. | 2025-12-21 | No | No | No | No | No | No | No | No | No | No | No | No | Yes | Yes
23240 | ITCM_8154_FAIRFAX_TO_MARENGO_CONV [16-11-11 12:22] | 8154 | ITC Holdings Corp. | 2025-12-22 | No | No | No | No | No | No | No | No | No | No | No | No | Yes | Yes
20336 | ITCM_9668_CR-North_Liberty-Hills_Phase_3 | 9668 | ITC Holdings Corp. | 2025-12-31 | No | No | No | No | No | No | No | No | No | No | No | No | Yes | Yes
22906 | SIGE-MTEP-Prj_11848-Perry_Loop | 11848 | Vectren | 2025-12-31 | No | No | No | No | No | No | No | No | No | No | No | No | Yes | Yes
16587 | MH-react-off-25w |  | Manitoba Hydro | 2026-01-15 | No | No | No | No | No | No | No | No | No | No | No | No | Yes | Yes
24078 | MP-MISO-16LTapNormalOpen2026 |  | Minnesota Power Company | 2026-04-01 | No | No | No | No | No | No | No | No | No | No | No | No | Yes | Yes
7184 | MH-react-on-26s |  | Manitoba Hydro | 2026-04-01 | No | No | No | No | No | No | No | No | No | No | No | No | Yes | Yes
21401 | MH-react-on-26spr |  | Manitoba Hydro | 2026-04-01 | No | No | No | No | No | No | No | No | No | No | No | No | Yes | Yes
24882 | EES 13623 18-EAI-018 Mt Home-Midway Jordon rebuild | 13623 | Entergy | 2026-06-01 | No | No | No | No | No | No | No | No | No | No | No | No | No | Yes
7558 | NIPS-DuneACres-XFR-Operating-Guide |  | Northern Indiana Public Service | 2026-07-15 | No | No | No | No | Yes | Yes | Yes | Yes | Yes | Yes | Yes | Yes | Yes | Yes
24079 | MP-MISO-16LTapClosed2026 |  | Minnesota Power Company | 2026-10-01 | No | No | No | No | No | No | No | No | No | No | No | No | Yes | Yes
24881 | EES 13622 18-EAI-017 Southland-Mt Home rebuild | 13622 | Entergy | 2026-12-01 | No | No | No | No | No | No | No | No | No | No | No | No | No | Yes
23520 | MEC-MTEP-12503-Prairie City-Monroe 69 kV Rebuild | 12503 | MidAmerican Energy | 2026-12-31 | No | No | No | No | No | No | No | No | No | No | No | No | Yes | Yes
18818 | MH-react-off-26w |  | Manitoba Hydro | 2027-01-15 | No | No | No | No | No | No | No | No | No | No | No | No | Yes | Yes
21397 | MH-react-off-26w |  | Manitoba Hydro | 2027-01-15 | No | No | No | No | No | No | No | No | No | No | No | No | Yes | Yes
23144 | ITCM_12344_Kalona-Area-Conversion | 12344 | ITC Holdings Corp. | 2027-01-20 | No | No | No | No | No | No | No | No | No | No | No | No | Yes | Yes
23144 | ITCM_12344_Kalona-Area-Conversion | 12344 | ITC Holdings Corp. | 2027-01-21 | No | No | No | No | No | No | No | No | No | No | No | No | Yes | Yes
23144 | ITCM_12344_Kalona-Area-Conversion | 12344 | ITC Holdings Corp. | 2027-01-22 | No | No | No | No | No | No | No | No | No | No | No | No | Yes | Yes
24080 | MP-MISO-16LTapNormalOpen2027 |  | Minnesota Power Company | 2027-04-01 | No | No | No | No | No | No | No | No | No | No | No | No | Yes | Yes
8558 | MH-react-on-27s |  | Manitoba Hydro | 2027-04-01 | No | No | No | No | No | No | No | No | No | No | No | No | Yes | Yes
22865 | ITCM_11977_ANITA_AREA_CONVERSION | 11977 | ITC Holdings Corp. | 2027-04-02 | No | No | No | No | No | No | No | No | No | No | No | No | Yes | Yes
22865 | ITCM_11977_ANITA_AREA_CONVERSION | 11977 | ITC Holdings Corp. | 2027-04-04 | No | No | No | No | No | No | No | No | No | No | No | No | Yes | Yes
22865 | ITCM_11977_ANITA_AREA_CONVERSION | 11977 | ITC Holdings Corp. | 2027-04-06 | No | No | No | No | No | No | No | No | No | No | No | No | Yes | Yes
22865 | ITCM_11977_ANITA_AREA_CONVERSION | 11977 | ITC Holdings Corp. | 2027-04-08 | No | No | No | No | No | No | No | No | No | No | No | No | Yes | Yes
22865 | ITCM_11977_ANITA_AREA_CONVERSION | 11977 | ITC Holdings Corp. | 2027-04-10 | No | No | No | No | No | No | No | No | No | No | No | No | Yes | Yes
22865 | ITCM_11977_ANITA_AREA_CONVERSION | 11977 | ITC Holdings Corp. | 2027-04-12 | No | No | No | No | No | No | No | No | No | No | No | No | Yes | Yes
22865 | ITCM_11977_ANITA_AREA_CONVERSION | 11977 | ITC Holdings Corp. | 2027-04-14 | No | No | No | No | No | No | No | No | No | No | No | No | Yes | Yes
22881 | ITCM_11965_MTOWN-Grand_Jct_CONVERSION | 11965 | ITC Holdings Corp. | 2027-05-02 | No | No | No | No | No | No | No | No | No | No | No | No | Yes | Yes
22881 | ITCM_11965_MTOWN-Grand_Jct_CONVERSION | 11965 | ITC Holdings Corp. | 2027-05-04 | No | No | No | No | No | No | No | No | No | No | No | No | Yes | Yes
22881 | ITCM_11965_MTOWN-Grand_Jct_CONVERSION | 11965 | ITC Holdings Corp. | 2027-05-08 | No | No | No | No | No | No | No | No | No | No | No | No | Yes | Yes
22881 | ITCM_11965_MTOWN-Grand_Jct_CONVERSION | 11965 | ITC Holdings Corp. | 2027-05-12 | No | No | No | No | No | No | No | No | No | No | No | No | Yes | Yes
22881 | ITCM_11965_MTOWN-Grand_Jct_CONVERSION | 11965 | ITC Holdings Corp. | 2027-05-16 | No | No | No | No | No | No | No | No | No | No | No | No | Yes | Yes
22881 | ITCM_11965_MTOWN-Grand_Jct_CONVERSION | 11965 | ITC Holdings Corp. | 2027-05-20 | No | No | No | No | No | No | No | No | No | No | No | No | Yes | Yes
22881 | ITCM_11965_MTOWN-Grand_Jct_CONVERSION | 11965 | ITC Holdings Corp. | 2027-05-24 | No | No | No | No | No | No | No | No | No | No | No | No | Yes | Yes
22881 | ITCM_11965_MTOWN-Grand_Jct_CONVERSION | 11965 | ITC Holdings Corp. | 2027-05-28 | No | No | No | No | No | No | No | No | No | No | No | No | Yes | Yes
24081 | MP-MISO-16LTapClosed2027 |  | Minnesota Power Company | 2027-10-01 | No | No | No | No | No | No | No | No | No | No | No | No | Yes | Yes
24879 | EES 13621 18-EAI-015 Norfork-Southland rebuild | 13621 | Entergy | 2027-12-01 | No | No | No | No | No | No | No | No | No | No | No | No | No | Yes
9709 | ITCM_3645_Triboji6750-OrleansTap_69kV | 3645 | ITC Holdings Corp. | 2027-12-31 | No | No | No | No | No | No | No | No | No | No | No | No | Yes | Yes
110471 | MP-MISO-16LTapNormalOpen2028 |  | Minnesota Power Company | 2028-04-01 | No | No | No | No | No | No | No | No | No | No | No | No | Yes | Yes
25254 | MP-MISO-16LTapNormalOpen2028 |  | Minnesota Power Company | 2028-05-01 | No | No | No | No | No | No | No | No | No | No | No | No | Yes | Yes
25253 | MP-MISO-16LTapClosed2028 |  | Minnesota Power Company | 2028-10-01 | No | No | No | No | No | No | No | No | No | No | No | No | No | No
110469 | MP-MISO-16LTapClosed2028 |  | Minnesota Power Company | 2028-10-01 | No | No | No | No | No | No | No | No | No | No | No | No | No | No

## Target A projects (hidden)
MOD ID | MOD Project Name | Effective Date
23506 | PPI-ROODHOUSE SUBSTATION | 2017-03-01
23032 | GRE-10423-Randolph115 | 2017-03-30
22659 | MEC-MTEP-12113-Enterprise Way | 2017-04-01
22080 | ATC_(12126)_Z3a_T-D_ALTE_Red_Bi | 2017-04-01
23355 | AM-TP927-11936-Wood River sw ya | 2017-06-01
20120 | EES_9789(16-EGL-025)_PH 230-69 | 2017-06-01
23034 | TP-887-9824_Sioux-Huster-3 term | 2017-06-01
21847 | AM_tp845_12345_Pawnee West-Aust | 2017-06-01
22952 | MPW-9001-UPGRADE-L95 [16-09-28 | 2017-06-01
22405 | AMIL-TP838_9719 Cahokia bus 3-4 | 2017-06-01
23484 | AM-TP909-11904-Gibson-Paxton re | 2017-06-02
23125 | AM-TP755-4484-Hanibal-Palmrya c | 2017-06-02
22829 | AM-TP817A_12204_belleville-Tild | 2017-06-05
22687 | MP-11931-ETCOCap | 2017-06-30
23220 | AM_TP963_12170-Mississippi Cap | 2017-07-01
22773 | ATC_(####)_Z3_J384_6431_Cooney- | 2017-07-01
23468 | EES 12543 17-EMI-008 Madison Av | 2017-09-01
22956 | MPW-2935-SS-WR-REBUILD-82-PH1 [ | 2017-09-01
22960 | SME_(12018)_2017_L40B_Uprate | 2017-09-01
22956 | MPW-2935-SS-WR-REBUILD-82-PH1 [ | 2017-09-01
23257 | EMI 17-EMI-008 Madison Ave brea | 2017-10-01
23084 | BREC-ReidEHV_69kV_Load | 2017-10-01
20406 | ATC_(9928)_Z1_Y-121_COC-TIPT_69 | 2017-11-01
22685 | MP-11503-NorthShoreSwitStat | 2017-11-01
22686 | MP-11930-BabbittCap | 2017-11-01
22776 | ATC_(12284)_Z3A_J395_DAR-NOM_X4 | 2017-12-01
21998 | AMIL-TP829-7869 Ballard Substa | 2017-12-01
22830 | AM-TP817_12204 Bellville-tilden | 2017-12-01
22474 | AM_TP932_11864_Bunsonville TX u | 2017-12-01
22512 | XEL-11996-GINGLES-DISTRIBUTION- | 2017-12-01
22775 | ATC_(12283)_Z3_J384_Christiana_ | 2017-12-01
23219 | AM-TP933-11938 Latham TX upgrad | 2017-12-01
23121 | AM-TP955-11967-Sandburg-Kewanee | 2017-12-01
22475 | AM_TP949_11866_Louisville-Olney | 2017-12-15
23654 | AM-TP783-9842-BLM E TX | 2017-12-17
23481 | AM-TP956-11968-Latham Bkr Addio | 2017-12-30
22896 | SIGE-MTEP-Prj_11824-Kings_ABS_R | 2017-12-31
22834 | BREC-MTEP-PRJ12205-Reid Cap Ban | 2017-12-31
23427 | EES_12544(17-ELB-011) Pecue 230 | 2017-12-31
23428 | EES_12545(17-ETI-022)Cordry 69k | 2017-12-31
22895 | DEI-MTEP_11994-Crwfrdsville-Che | 2017-12-31
22849 | EMI 17-EMI-007 Tinnin Rd Load P | 2017-12-31
22897 | SIGE-MTEP-Prj_11826-Winslow_Upg | 2017-12-31
23119 | AM-TP952-11959-Hoopeston-Paxton | 2017-12-31
23145 | ITCM_10783_Lore-GardnersLane | 2017-12-31
23550 | EAI 17-EMI-010 Coldwater Breake | 2017-12-31
23549 | EAI 17-EMI-009 Airport JAN Brea | 2017-12-31
22899 | SIGE-MTEP-Prj_11844-Y32_MeadJo_ | 2017-12-31
23120 | AM-TP953-11960-Lawrenceville-Ro | 2017-12-31
22920 | DEI-MTEP_11998-WVPAFloridaRd69- | 2017-12-31
22788 | ITCT-12343-Cyril_Tp | 2018-01-01
23215 | DTE-12343-Cyril_Station | 2018-01-02
23033 | GRE-10424-Zinran115 | 2018-03-30
21822 | ATC_(12903)_Z3A_AM_MOH_Bus_Reco | 2018-03-30
23181 | METC-12423-Campbell-Hudsonville | 2018-03-31
22344 | ATC_(12097)_Z3A_T-D_ALTE_Verona | 2018-04-30
23482 | MP-12583-MISO-76Lupgrade | 2018-05-01
17572 | ATC_(7581)_Z4_ForestJct_Inducto | 2018-05-15
23324 | ATC_(12347)_Z3A_T-D_SU_Stoughto | 2018-05-31
23122 | AM-TP950-11958-Cambell-Venice r | 2018-06-01
22760 | EES 17-ETI-019 Willow Marsh 230 | 2018-06-01
22747 | EES_12136(17-ELS-013)_Benjamin | 2018-06-01
22748 | EES_12133(17-ENO-001)_Gulf Outl | 2018-06-01
23216 | DTE-12384-VIRGO_Station | 2018-06-01
23175 | ITCT-12384-VIRGO_Station | 2018-06-01
22762 | EES 17-ETI-021 Rabon Chapel Bra | 2018-06-01
23260 | AM-TP468-2995-Brokaw Line 1578 | 2018-06-01
22957 | MPW-9022-RECONDUCTOR-L98 [16-09 | 2018-06-01
22936 | DEI-MTEP_11957-WabashRiverIndLo | 2018-06-01
22901 | DEI-MTEP_11997-LincolnvilleWVPA | 2018-06-01
22905 | AM-TP915-10886-SBell-Centervile | 2018-06-01
22963 | SME_(12214)_Cole Road_DeliveryP | 2018-06-01
23659 | AM-TP734-4479-Ramsey Ring bus | 2018-06-01
23471 | AM_TP926_11863_Havanna Breaker | 2018-06-01
23118 | AM-TP383-2295-Mt Vernon-W Frank | 2018-06-01
22978 | MPW-12227-UPGRADE-L90PP-GV [16- | 2018-06-01
23117 | AM-TP885-9746-Pana-Scram City R | 2018-06-01
23538 | SME_(12208)_Holmesville_Deliver | 2018-06-01
23497 | 12603-AECC-Olms-Zionh115 6-1-20 | 2018-06-01
20047 | EES 16-EAI-016 Jacksonville N-S | 2018-06-01
22404 | AMIL-TP496_7801_Cahokia-Ashley | 2018-06-01
22481 | TP830_7870_Move S Blm TX to Bro | 2018-06-01
22585 | AM_TP889_MISO-9826 Neoga 345-13 | 2018-06-01
22578 | AM_TP793_12191 Latham Line In O | 2018-06-01
23537 | SME_(12207)_Carter_DeliveryPoin | 2018-06-01
23226 | AM-TP853-9724 Netwon TX reconne | 2018-06-02
23124 | AM-TP884-9745 Ramsey TX upgrade | 2018-06-04
20275 | METC-9864-Whiting-Custer_Rebld | 2018-06-30
22911 | GRE-12117-LakeWilson69 | 2018-09-01
22816 | EAI 17-EAI-024 LR Kanis - Insta | 2018-09-01
22954 | GRE-12122-KnifeFalls115 | 2018-09-28
23494 | MDU-12787-WatfordCity | 2018-09-30
21946 | ATC_(12180)_Z2_T-D_MIUP_Sagola_ | 2018-10-01
22265 | ATC_(12100)_Z3B_AM_Rebuild_Waup | 2018-12-01
20394 | ATC_(9930)_Z4_Q-147_LSD-RML_138 | 2018-12-01
22581 | AM_TP936_MISO-11945_Herzog 138 | 2018-12-01
22485 | AM_TP937_11946_GraniteCity23st | 2018-12-14
23221 | XEL-J426-EXPAND CHANARAMBIE | 2018-12-15
23093 | ITCM_12403_Wyoming-Monticello_C | 2018-12-31
22900 | SIGE-MTEP-Prj_11850-Y36_Winslow | 2018-12-31
22388 | ATC_(12150)_Z4_AM_X-2_CRW-OHM_R | 2018-12-31
23325 | ATC_(12463)_Z5_9942_9962_ADN-WH | 2018-12-31
22906 | SIGE-MTEP-Prj_11848-Perry_Loop | 2018-12-31
22828 | WPSC-MISO-12203-138kV+V-Convert | 2018-12-31
22784 | WPSC-MISO-12221-Leroy to Tustin | 2018-12-31
23483 | MP-12323-MISO-93Lupgrade | 2018-12-31
22887 | WPSC-MISO-12285-Altona-Vestabur | 2018-12-31
23477 | WPSC-MISO-12216-Hersey+Cadillac | 2018-12-31
23478 | MP-12563-Bos230-115kVXfmr | 2018-12-31
22547 | PPI-MECHANICSBURG SUBSTATION | 2019-01-01
22342 | ATC_(12103)_Z4_Upgrade_Ellinwoo | 2019-03-31
22780 | ATC_(13004)_Z3B_J390_X-53_PAD-N | 2019-04-01
22779 | ATC_(13003)_Z3B_J390_Re-tap_COR | 2019-04-01
23655 | AM-TP782-9841- S Blm TX and Blm | 2019-05-01
23473 | METC-12164-CE_Amber_Ring_Bus | 2019-05-31
22886 | DEI-MTEP_11983-BrackenWest69-12 | 2019-06-01
23216 | DTE-12384-VIRGO_Station | 2019-06-01
18146 | EES 15-ETI-009 Linscomb Sub | 2019-06-01
22879 | DEI-MTEP_1900-AvonIndPk138-12kv | 2019-06-01
22717 | EES_12073(17-ELB-001)_Geismar A | 2019-06-01
22746 | EES_12138(17-ELS-010)_Robert 23 | 2019-06-01
22902 | CE-12164-AmberRingBus | 2019-06-01
22843 | EMI 17-EMI-002 Conehoma - Carth | 2019-06-01
22745 | EES_12142(17-ELS-009)_Snakefarm | 2019-06-01
22741 | EES_12129(17-ELS-005)_Snakefarm | 2019-06-01
15915 | EES 13-ETI-014 Panorama-Longmir | 2019-06-01
23176 | ITCT-12443-Northville_Interconn | 2019-06-01
22737 | EES_12120(17-ELS-001)_Waterford | 2019-06-01
22749 | EES_12056(17-ENO-002)[J396]_Alm | 2019-06-01
22808 | EAI 17-EAI-004 West Helena clos | 2019-06-01
20049 | EES 16-EAI-005 El Dorado Donan | 2019-06-01
22847 | EMI 17-EMI-005 Henderson Rd new | 2019-06-01
23223 | DTE-12443-Northville_Interconne | 2019-06-01
20190 | MEC-MTEP-10002-Sub 39 2nd 161-6 | 2019-06-01
22847 | EMI 17-EMI-005 Henderson Rd new | 2019-06-01
20135 | EES_9803(16-ELL-006)_Prospect t | 2019-06-01
22836 | EES_12035(17-ELN-003)_Danvl - W | 2019-06-01
20098 | EES_9766(16-EGL-007)_Gloria to | 2019-06-01
23434 | EES_12770(17-ELC-008)Kim Street | 2019-06-01
22814 | EAI 17-EAI-022 Greyhawk New Sub | 2019-06-01
23399 | EAI 12669 Tarleton 230 kV new s | 2019-06-01
22854 | EMI 15-EMI-004 Greenwood-Greenw | 2019-06-01
22961 | SME_(12209)_2019_ColeRd_SourceP | 2019-06-01
21834 | AMIL-10883-TP907-Ina-WaltonTP | 2019-06-01
18852 | XEL-4695-WILSON-BUS-BKR-AND-HAL | 2019-09-01
22951 | GRE-12104-Burnsville-RiverHills | 2019-09-13
22984 | GRE-12165-Vermillion69 | 2019-09-30
23396 | EAI 12666 MacArthur 115 kV new | 2019-11-01
23397 | EAI 12667 Pecan St 161 kV new s | 2019-11-01
23397 | EAI 12667 Pecan St 161 kV new s | 2019-11-01
22586 | AM_TP954_MISO-11865 Bondville 1 | 2019-11-30
15907 | EES 11-EMI-007 Hollandale Belzo | 2019-12-01
22757 | EES 17-ETI-010 Dobbin 230-138 S | 2019-12-01
23457 | XEL-11993-BLACK-DOG-WILSON-1-AN | 2019-12-02
22873 | ITCM_11974_Mediapolis-New_Londo | 2019-12-26
22672 | METC-12032-Rice_Creek-Denso_Jct | 2019-12-31
22636 | METC-11663-Blackstone_Leoni-1_S | 2019-12-31
18096 | WPSC-MISO-8363-Vestaburg to Cra | 2019-12-31
22785 | WPSC-MISO-12223-Leroy to Hartwi | 2019-12-31
22674 | METC-11665-Blackstone_Leoni-3_S | 2019-12-31
23097 | ITCM_12403_Wyoming-Wyoming_REC_ | 2019-12-31
23098 | ITCM_12403_Wyoming-Maquoketa_Co | 2019-12-31
23096 | ITCM_12403_Wyoming-Bennett_Conv | 2019-12-31
22637 | METC-11664-Blackstone_Leoni-2_S | 2019-12-31
22828 | WPSC-MISO-12203-138kV+V-Convert | 2019-12-31
22919 | DEI-MTEP_12005-BlmgtnRogersPh3a | 2019-12-31
20398 | ATC_(9968)_Z3b_AM_X-6_POR-HAM-S | 2019-12-31
22389 | ATC_(12148)_Z4_AM_X-97_CRW-KTM- | 2019-12-31
23180 | METC-12385-Henry_Interconnectio | 2019-12-31
22858 | ITCM_11963_Squash_Bend_Substati | 2019-12-31
20396 | ATC_(9974)_Z3b_AM__X-98_SFF-FSL | 2019-12-31
18095 | WPSC-MISO-8362-Casnovia to Whit | 2019-12-31
23227 | CE-12385-Pyramid | 2020-01-01
22835 | EES_12037(17-ELN-002)_Mntgmry-C | 2020-04-01
22815 | EAI 17-EAI-023 ISES Additional | 2020-04-15
23403 | EES 12743 Fairbanks 115 kV new | 2020-05-01
23393 | EAI 12063 Sheridan East 115 kV | 2020-05-01
22910 | GRE-12106-Scenic69 | 2020-05-29
23419 | ATC_(12346)_Z3a_T-D_ALTE_Epic_1 | 2020-06-01
22727 | EES_12079(17-ELC-004)_Lake Char | 2020-06-01
23216 | DTE-12384-VIRGO_Station | 2020-06-01
22726 | EES_12076(17-ELC-002)_Mud Lake- | 2020-06-01
23223 | DTE-12443-Northville_Interconne | 2020-06-01
22743 | EES_12132(17-ELS-007)_JARP Ph1 | 2020-06-01
23402 | EAI 12745 Russellville Ind 161 | 2020-06-01
22729 | EES_12082(17-ELC-006)_Gossport- | 2020-06-01
18139 | EES 15-EMI-008 Med Center subst | 2020-06-01
22817 | EAI 17-EAI-028 London North Ser | 2020-06-01
20048 | EES 16-EAI-010 Lynch - NLR Gall | 2020-06-01
20062 | EES_9689(16-ELN-008)_Beekman Su | 2020-06-01
20061 | EES_9688(16-ELN-007)_Dunn - Win | 2020-06-01
20130 | EES_9798(16-ELL-001)_Gypsy to C | 2020-06-01
23429 | EES_12763(17-ETI-014)Commerce 1 | 2020-06-01
22845 | EMI 17-EMI-003 Carthage - Scott | 2020-06-01
20136 | EES_9804(16-ELL-008)_Ave C to P | 2020-06-01
22592 | ETEC-11990-Staley 138kV Station | 2020-08-01
15896 | EES_4608(11-EGL-017)_Five Point | 2020-12-01
23524 | PPI-MISO-MTEP_11976 G.I. | 2020-12-31
22627 | METC-11666-Buck_Creek_138kv_Swi | 2020-12-31
22386 | PPI-9654-TURRIS W-ATHENS 138 KV | 2020-12-31
20166 | WPSC-MISO-9903-White Cloud to R | 2020-12-31
21897 | ATC_(12178)_Z1_AM_T-72_CYN-BAK- | 2020-12-31
22670 | ITCT-4501-Bunce_Creek-Menlo | 2020-12-31
22675 | METC-12128-Stover-Van_Tyle_Rebu | 2020-12-31
22848 | EMI 17-EMI-006 Byhalia NEW sub | 2020-12-31
22673 | METC-11884-Batavia-Barnum_Creek | 2020-12-31
22677 | ITCT-12003-Milan-Pioneer-Line_R | 2020-12-31
23491 | TP961-11973-Cane-Grand Island S | 2020-12-31
22787 | WPSC-MISO-12224-Lemon X to Silv | 2020-12-31
22990 | ITCM_12168_Hazleton-Mitchell_34 | 2020-12-31
22919 | DEI-MTEP_12005-BlmgtnRogersPh3a | 2020-12-31
22678 | ITCT-2933-Superior-Wayne-Line_R | 2020-12-31
22828 | WPSC-MISO-12203-138kV+V-Convert | 2020-12-31
22962 | SME_(12213)_2021_OakGrove_Sub | 2021-01-01
23223 | DTE-12443-Northville_Interconne | 2021-06-01
20056 | EES_9683(16-ELN-002)_West Monro | 2021-06-01
22807 | EAI 12039 Hot Springs - Happy V | 2021-06-01
23430 | EES_12764(17-ETI-016)Tuscany 13 | 2021-06-01
22838 | EES_12040(17-ELN-005)_Carson Rd | 2021-06-01
22807 | EAI 12039 Hot Springs - Happy V | 2021-06-02
23444 | CWLD-MTEP17_P8300-MillCreek_Jun | 2021-07-01
22735 | EES_12112(17-ELF-006)_North ALP | 2021-12-01
22828 | WPSC-MISO-12203-138kV+V-Convert | 2021-12-31
22846 | EMI 17-EMI-004 Scott-Pelahatchi | 2021-12-31
22386 | PPI-9654-TURRIS W-ATHENS 138 KV | 2021-12-31
23099 | ITCM_12403_Wyoming-Dixon_Conv | 2021-12-31
22618 | ATC_(12185)_Z4_AM_SPT_MCR_WOS_N | 2021-12-31
23223 | DTE-12443-Northville_Interconne | 2022-06-01
17576 | ATC_(7600)_Z3a_AM_Y-12_Sheepski | 2023-12-31
23223 | DTE-12443-Northville_Interconne | 2024-06-01
22751 | EES 17-ETI-002 Magnolia Hebert | 2024-06-01
23507 | PPI-WILLIAMS SUBSTATION | 2025-01-01
23445 | CWLD-MTEP17_P8300-McBaine-MillC | 2025-06-01
23223 | DTE-12443-Northville_Interconne | 2025-06-01
23144 | ITCM_12344_Kalona-Area-Conversi | 2027-01-20
23144 | ITCM_12344_Kalona-Area-Conversi | 2027-01-21
23144 | ITCM_12344_Kalona-Area-Conversi | 2027-01-22
22865 | ITCM_11977_ANITA_AREA_CONVERSIO | 2027-04-02
22865 | ITCM_11977_ANITA_AREA_CONVERSIO | 2027-04-04
22865 | ITCM_11977_ANITA_AREA_CONVERSIO | 2027-04-06
22865 | ITCM_11977_ANITA_AREA_CONVERSIO | 2027-04-08
22865 | ITCM_11977_ANITA_AREA_CONVERSIO | 2027-04-10
22865 | ITCM_11977_ANITA_AREA_CONVERSIO | 2027-04-12
22865 | ITCM_11977_ANITA_AREA_CONVERSIO | 2027-04-14
22881 | ITCM_11965_MTOWN-Grand_Jct_CONV | 2027-05-02
22881 | ITCM_11965_MTOWN-Grand_Jct_CONV | 2027-05-04
22881 | ITCM_11965_MTOWN-Grand_Jct_CONV | 2027-05-08
22881 | ITCM_11965_MTOWN-Grand_Jct_CONV | 2027-05-12
22881 | ITCM_11965_MTOWN-Grand_Jct_CONV | 2027-05-16
22881 | ITCM_11965_MTOWN-Grand_Jct_CONV | 2027-05-20
22881 | ITCM_11965_MTOWN-Grand_Jct_CONV | 2027-05-24
22881 | ITCM_11965_MTOWN-Grand_Jct_CONV | 2027-05-28